## Weather_Data
Location | Latitude | Longitude | Elevation_m | Region_Climate_Type | Month | Month_Number | Season | Date_Representative | Location_Month_Key | Outdoor_Temperature_C | Relative_Humidity_pct | Wind_Speed_ms | Wind_Direction | Solar_kWh_m2_day | Solar_Radiation_Wm2 | Rainfall_mm | Seasonal_Pressure_Adjustment_hPa | Atmospheric_Pressure_hPa | Data_Source_Label
Leh | 34.15 | 77.58 | 3500 | Cold high-altitude desert | January | 1 | Winter | 2024-01-15 | Leh-January | -8 | 25 | 2 | NW | 4 | 166.6667 | 5 | 2 | 659.6406 | SYNTHETIC/REPRESENTATIVE - illustrative monthly climatology pattern based on general published climate characteristics of each location; NOT actual IMD historical observations. Validate against IMD 1991-2020 normals or NASA POWER before final use.
Leh | 34.15 | 77.58 | 3500 | Cold high-altitude desert | February | 2 | Winter | 2024-02-15 | Leh-February | -5 | 25 | 2.5 | NW | 4.5 | 187.5 | 5 | 1.5 | 659.1406 | SYNTHETIC/REPRESENTATIVE - illustrative monthly climatology pattern based on general published climate characteristics of each location; NOT actual IMD historical observations. Validate against IMD 1991-2020 normals or NASA POWER before final use.
Leh | 34.15 | 77.58 | 3500 | Cold high-altitude desert | March | 3 | Spring/Pre-monsoon | 2024-03-15 | Leh-March | 1 | 28 | 3.5 | W | 5.5 | 229.1667 | 8 | 1 | 658.6406 | SYNTHETIC/REPRESENTATIVE - illustrative monthly climatology pattern based on general published climate characteristics of each location; NOT actual IMD historical observations. Validate against IMD 1991-2020 normals or NASA POWER before final use.
Leh | 34.15 | 77.58 | 3500 | Cold high-altitude desert | April | 4 | Spring/Pre-monsoon | 2024-04-15 | Leh-April | 7 | 30 | 4 | W | 6.5 | 270.8333 | 10 | 0 | 657.6406 | SYNTHETIC/REPRESENTATIVE - illustrative monthly climatology pattern based on general published climate characteristics of each location; NOT actual IMD historical observations. Validate against IMD 1991-2020 normals or NASA POWER before final use.
Leh | 34.15 | 77.58 | 3500 | Cold high-altitude desert | May | 5 | Summer/Pre-monsoon | 2024-05-15 | Leh-May | 12 | 32 | 4 | SW | 7 | 291.6667 | 10 | -1 | 656.6406 | SYNTHETIC/REPRESENTATIVE - illustrative monthly climatology pattern based on general published climate characteristics of each location; NOT actual IMD historical observations. Validate against IMD 1991-2020 normals or NASA POWER before final use.
Leh | 34.15 | 77.58 | 3500 | Cold high-altitude desert | June | 6 | Monsoon | 2024-06-15 | Leh-June | 16 | 35 | 3.5 | SW | 7.2 | 300 | 8 | -2 | 655.6406 | SYNTHETIC/REPRESENTATIVE - illustrative monthly climatology pattern based on general published climate characteristics of each location; NOT actual IMD historical observations. Validate against IMD 1991-2020 normals or NASA POWER before final use.
Leh | 34.15 | 77.58 | 3500 | Cold high-altitude desert | July | 7 | Monsoon | 2024-07-15 | Leh-July | 19 | 38 | 3 | SW | 6.8 | 283.3333 | 15 | -2 | 655.6406 | SYNTHETIC/REPRESENTATIVE - illustrative monthly climatology pattern based on general published climate characteristics of each location; NOT actual IMD historical observations. Validate against IMD 1991-2020 normals or NASA POWER before final use.
Leh | 34.15 | 77.58 | 3500 | Cold high-altitude desert | August | 8 | Monsoon | 2024-08-15 | Leh-August | 18 | 38 | 3 | SW | 6.5 | 270.8333 | 15 | -2 | 655.6406 | SYNTHETIC/REPRESENTATIVE - illustrative monthly climatology pattern based on general published climate characteristics of each location; NOT actual IMD historical observations. Validate against IMD 1991-2020 normals or NASA POWER before final use.
Leh | 34.15 | 77.58 | 3500 | Cold high-altitude desert | September | 9 | Monsoon | 2024-09-15 | Leh-September | 14 | 35 | 3 | W | 6 | 250 | 8 | -1 | 656.6406 | SYNTHETIC/REPRESENTATIVE - illustrative monthly climatology pattern based on general published climate characteristics of each location; NOT actual IMD historical observations. Validate against IMD 1991-2020 normals or NASA POWER before final use.
Leh | 34.15 | 77.58 | 3500 | Cold high-altitude desert | October | 10 | Post-monsoon/Autumn | 2024-10-15 | Leh-October | 7 | 30 | 2.5 | W | 5 | 208.3333 | 3 | 0 | 657.6406 | SYNTHETIC/REPRESENTATIVE - illustrative monthly climatology pattern based on general published climate characteristics of each location; NOT actual IMD historical observations. Validate against IMD 1991-2020 normals or NASA POWER before final use.
Leh | 34.15 | 77.58 | 3500 | Cold high-altitude desert | November | 11 | Post-monsoon/Autumn | 2024-11-15 | Leh-November | -1 | 27 | 2 | NW | 4.2 | 175 | 2 | 1 | 658.6406 | SYNTHETIC/REPRESENTATIVE - illustrative monthly climatology pattern based on general published climate characteristics of each location; NOT actual IMD historical observations. Validate against IMD 1991-2020 normals or NASA POWER before final use.
Leh | 34.15 | 77.58 | 3500 | Cold high-altitude desert | December | 12 | Winter | 2024-12-15 | Leh-December | -6 | 25 | 2 | NW | 3.8 | 158.3333 | 3 | 2 | 659.6406 | SYNTHETIC/REPRESENTATIVE - illustrative monthly climatology pattern based on general published climate characteristics of each location; NOT actual IMD historical observations. Validate against IMD 1991-2020 normals or NASA POWER before final use.
Srinagar | 34.08 | 74.8 | 1585 | Cold temperate (valley) | January | 1 | Winter | 2024-01-15 | Srinagar-January | 3 | 55 | 1.5 | NW | 2.5 | 104.1667 | 70 | 2 | 838.7774 | SYNTHETIC/REPRESENTATIVE - illustrative monthly climatology pattern based on general published climate characteristics of each location; NOT actual IMD historical observations. Validate against IMD 1991-2020 normals or NASA POWER before final use.
Srinagar | 34.08 | 74.8 | 1585 | Cold temperate (valley) | February | 2 | Winter | 2024-02-15 | Srinagar-February | 5 | 55 | 1.8 | NW | 3 | 125 | 80 | 1.5 | 838.2774 | SYNTHETIC/REPRESENTATIVE - illustrative monthly climatology pattern based on general published climate characteristics of each location; NOT actual IMD historical observations. Validate against IMD 1991-2020 normals or NASA POWER before final use.
Srinagar | 34.08 | 74.8 | 1585 | Cold temperate (valley) | March | 3 | Spring/Pre-monsoon | 2024-03-15 | Srinagar-March | 10 | 50 | 2.2 | W | 4 | 166.6667 | 90 | 1 | 837.7774 | SYNTHETIC/REPRESENTATIVE - illustrative monthly climatology pattern based on general published climate characteristics of each location; NOT actual IMD historical observations. Validate against IMD 1991-2020 normals or NASA POWER before final use.
Srinagar | 34.08 | 74.8 | 1585 | Cold temperate (valley) | April | 4 | Spring/Pre-monsoon | 2024-04-15 | Srinagar-April | 15 | 50 | 2.5 | W | 5 | 208.3333 | 90 | 0 | 836.7774 | SYNTHETIC/REPRESENTATIVE - illustrative monthly climatology pattern based on general published climate characteristics of each location; NOT actual IMD historical observations. Validate against IMD 1991-2020 normals or NASA POWER before final use.
Srinagar | 34.08 | 74.8 | 1585 | Cold temperate (valley) | May | 5 | Summer/Pre-monsoon | 2024-05-15 | Srinagar-May | 20 | 50 | 2.3 | SW | 5.8 | 241.6667 | 60 | -1 | 835.7774 | SYNTHETIC/REPRESENTATIVE - illustrative monthly climatology pattern based on general published climate characteristics of each location; NOT actual IMD historical observations. Validate against IMD 1991-2020 normals or NASA POWER before final use.
Srinagar | 34.08 | 74.8 | 1585 | Cold temperate (valley) | June | 6 | Monsoon | 2024-06-15 | Srinagar-June | 24 | 55 | 2 | SW | 5.8 | 241.6667 | 40 | -2 | 834.7774 | SYNTHETIC/REPRESENTATIVE - illustrative monthly climatology pattern based on general published climate characteristics of each location; NOT actual IMD historical observations. Validate against IMD 1991-2020 normals or NASA POWER before final use.
Srinagar | 34.08 | 74.8 | 1585 | Cold temperate (valley) | July | 7 | Monsoon | 2024-07-15 | Srinagar-July | 26 | 60 | 1.8 | SW | 5 | 208.3333 | 60 | -2 | 834.7774 | SYNTHETIC/REPRESENTATIVE - illustrative monthly climatology pattern based on general published climate characteristics of each location; NOT actual IMD historical observations. Validate against IMD 1991-2020 normals or NASA POWER before final use.
Srinagar | 34.08 | 74.8 | 1585 | Cold temperate (valley) | August | 8 | Monsoon | 2024-08-15 | Srinagar-August | 25 | 60 | 1.7 | SW | 4.8 | 200 | 70 | -2 | 834.7774 | SYNTHETIC/REPRESENTATIVE - illustrative monthly climatology pattern based on general published climate characteristics of each location; NOT actual IMD historical observations. Validate against IMD 1991-2020 normals or NASA POWER before final use.
Srinagar | 34.08 | 74.8 | 1585 | Cold temperate (valley) | September | 9 | Monsoon | 2024-09-15 | Srinagar-September | 22 | 55 | 1.8 | W | 4.5 | 187.5 | 50 | -1 | 835.7774 | SYNTHETIC/REPRESENTATIVE - illustrative monthly climatology pattern based on general published climate characteristics of each location; NOT actual IMD historical observations. Validate against IMD 1991-2020 normals or NASA POWER before final use.
Srinagar | 34.08 | 74.8 | 1585 | Cold temperate (valley) | October | 10 | Post-monsoon/Autumn | 2024-10-15 | Srinagar-October | 16 | 50 | 1.6 | W | 3.8 | 158.3333 | 40 | 0 | 836.7774 | SYNTHETIC/REPRESENTATIVE - illustrative monthly climatology pattern based on general published climate characteristics of each location; NOT actual IMD historical observations. Validate against IMD 1991-2020 normals or NASA POWER before final use.
Srinagar | 34.08 | 74.8 | 1585 | Cold temperate (valley) | November | 11 | Post-monsoon/Autumn | 2024-11-15 | Srinagar-November | 10 | 50 | 1.5 | NW | 3 | 125 | 30 | 1 | 837.7774 | SYNTHETIC/REPRESENTATIVE - illustrative monthly climatology pattern based on general published climate characteristics of each location; NOT actual IMD historical observations. Validate against IMD 1991-2020 normals or NASA POWER before final use.
Srinagar | 34.08 | 74.8 | 1585 | Cold temperate (valley) | December | 12 | Winter | 2024-12-15 | Srinagar-December | 5 | 55 | 1.5 | NW | 2.3 | 95.8333 | 50 | 2 | 838.7774 | SYNTHETIC/REPRESENTATIVE - illustrative monthly climatology pattern based on general published climate characteristics of each location; NOT actual IMD historical observations. Validate against IMD 1991-2020 normals or NASA POWER before final use.
Delhi | 28.61 | 77.21 | 216 | Composite / semi-arid | January | 1 | Winter | 2024-01-15 | Delhi-January | 14 | 55 | 1.5 | NW | 3.5 | 145.8333 | 15 | 2 | 989.5692 | SYNTHETIC/REPRESENTATIVE - illustrative monthly climatology pattern based on general published climate characteristics of each location; NOT actual IMD historical observations. Validate against IMD 1991-2020 normals or NASA POWER before final use.
Delhi | 28.61 | 77.21 | 216 | Composite / semi-arid | February | 2 | Winter | 2024-02-15 | Delhi-February | 17 | 50 | 2 | NW | 4.2 | 175 | 15 | 1.5 | 989.0692 | SYNTHETIC/REPRESENTATIVE - illustrative monthly climatology pattern based on general published climate characteristics of each location; NOT actual IMD historical observations. Validate against IMD 1991-2020 normals or NASA POWER before final use.
Delhi | 28.61 | 77.21 | 216 | Composite / semi-arid | March | 3 | Spring/Pre-monsoon | 2024-03-15 | Delhi-March | 23 | 40 | 2.5 | W | 5.2 | 216.6667 | 12 | 1 | 988.5692 | SYNTHETIC/REPRESENTATIVE - illustrative monthly climatology pattern based on general published climate characteristics of each location; NOT actual IMD historical observations. Validate against IMD 1991-2020 normals or NASA POWER before final use.
Delhi | 28.61 | 77.21 | 216 | Composite / semi-arid | April | 4 | Spring/Pre-monsoon | 2024-04-15 | Delhi-April | 30 | 30 | 3 | W | 6 | 250 | 8 | 0 | 987.5692 | SYNTHETIC/REPRESENTATIVE - illustrative monthly climatology pattern based on general published climate characteristics of each location; NOT actual IMD historical observations. Validate against IMD 1991-2020 normals or NASA POWER before final use.
Delhi | 28.61 | 77.21 | 216 | Composite / semi-arid | May | 5 | Summer/Pre-monsoon | 2024-05-15 | Delhi-May | 34 | 35 | 3.5 | SW | 6.3 | 262.5 | 15 | -1 | 986.5692 | SYNTHETIC/REPRESENTATIVE - illustrative monthly climatology pattern based on general published climate characteristics of each location; NOT actual IMD historical observations. Validate against IMD 1991-2020 normals or NASA POWER before final use.
Delhi | 28.61 | 77.21 | 216 | Composite / semi-arid | June | 6 | Monsoon | 2024-06-15 | Delhi-June | 34 | 55 | 3.5 | SW | 5.8 | 241.6667 | 60 | -2 | 985.5692 | SYNTHETIC/REPRESENTATIVE - illustrative monthly climatology pattern based on general published climate characteristics of each location; NOT actual IMD historical observations. Validate against IMD 1991-2020 normals or NASA POWER before final use.
Delhi | 28.61 | 77.21 | 216 | Composite / semi-arid | July | 7 | Monsoon | 2024-07-15 | Delhi-July | 31 | 75 | 3 | SW | 4.5 | 187.5 | 180 | -2 | 985.5692 | SYNTHETIC/REPRESENTATIVE - illustrative monthly climatology pattern based on general published climate characteristics of each location; NOT actual IMD historical observations. Validate against IMD 1991-2020 normals or NASA POWER before final use.
Delhi | 28.61 | 77.21 | 216 | Composite / semi-arid | August | 8 | Monsoon | 2024-08-15 | Delhi-August | 30 | 80 | 2.5 | SW | 4.2 | 175 | 180 | -2 | 985.5692 | SYNTHETIC/REPRESENTATIVE - illustrative monthly climatology pattern based on general published climate characteristics of each location; NOT actual IMD historical observations. Validate against IMD 1991-2020 normals or NASA POWER before final use.
Delhi | 28.61 | 77.21 | 216 | Composite / semi-arid | September | 9 | Monsoon | 2024-09-15 | Delhi-September | 29 | 70 | 2 | W | 4.8 | 200 | 120 | -1 | 986.5692 | SYNTHETIC/REPRESENTATIVE - illustrative monthly climatology pattern based on general published climate characteristics of each location; NOT actual IMD historical observations. Validate against IMD 1991-2020 normals or NASA POWER before final use.
Delhi | 28.61 | 77.21 | 216 | Composite / semi-arid | October | 10 | Post-monsoon/Autumn | 2024-10-15 | Delhi-October | 26 | 50 | 1.8 | NE | 4.5 | 187.5 | 20 | 0 | 987.5692 | SYNTHETIC/REPRESENTATIVE - illustrative monthly climatology pattern based on general published climate characteristics of each location; NOT actual IMD historical observations. Validate against IMD 1991-2020 normals or NASA POWER before final use.
Delhi | 28.61 | 77.21 | 216 | Composite / semi-arid | November | 11 | Post-monsoon/Autumn | 2024-11-15 | Delhi-November | 19 | 50 | 1.5 | NW | 3.8 | 158.3333 | 5 | 1 | 988.5692 | SYNTHETIC/REPRESENTATIVE - illustrative monthly climatology pattern based on general published climate characteristics of each location; NOT actual IMD historical observations. Validate against IMD 1991-2020 normals or NASA POWER before final use.
Delhi | 28.61 | 77.21 | 216 | Composite / semi-arid | December | 12 | Winter | 2024-12-15 | Delhi-December | 14 | 55 | 1.5 | NW | 3.3 | 137.5 | 10 | 2 | 989.5692 | SYNTHETIC/REPRESENTATIVE - illustrative monthly climatology pattern based on general published climate characteristics of each location; NOT actual IMD historical observations. Validate against IMD 1991-2020 normals or NASA POWER before final use.
Jaisalmer | 26.91 | 70.9 | 225 | Hot desert (arid) | January | 1 | Winter | 2024-01-15 | Jaisalmer-January | 15 | 35 | 2 | NE | 4.5 | 187.5 | 3 | 2 | 988.5107 | SYNTHETIC/REPRESENTATIVE - illustrative monthly climatology pattern based on general published climate characteristics of each location; NOT actual IMD historical observations. Validate against IMD 1991-2020 normals or NASA POWER before final use.
Jaisalmer | 26.91 | 70.9 | 225 | Hot desert (arid) | February | 2 | Winter | 2024-02-15 | Jaisalmer-February | 19 | 30 | 2.5 | NE | 5.2 | 216.6667 | 3 | 1.5 | 988.0107 | SYNTHETIC/REPRESENTATIVE - illustrative monthly climatology pattern based on general published climate characteristics of each location; NOT actual IMD historical observations. Validate against IMD 1991-2020 normals or NASA POWER before final use.
Jaisalmer | 26.91 | 70.9 | 225 | Hot desert (arid) | March | 3 | Spring/Pre-monsoon | 2024-03-15 | Jaisalmer-March | 25 | 25 | 3.5 | W | 6 | 250 | 2 | 1 | 987.5107 | SYNTHETIC/REPRESENTATIVE - illustrative monthly climatology pattern based on general published climate characteristics of each location; NOT actual IMD historical observations. Validate against IMD 1991-2020 normals or NASA POWER before final use.
Jaisalmer | 26.91 | 70.9 | 225 | Hot desert (arid) | April | 4 | Spring/Pre-monsoon | 2024-04-15 | Jaisalmer-April | 32 | 20 | 4.5 | W | 6.8 | 283.3333 | 2 | 0 | 986.5107 | SYNTHETIC/REPRESENTATIVE - illustrative monthly climatology pattern based on general published climate characteristics of each location; NOT actual IMD historical observations. Validate against IMD 1991-2020 normals or NASA POWER before final use.
Jaisalmer | 26.91 | 70.9 | 225 | Hot desert (arid) | May | 5 | Summer/Pre-monsoon | 2024-05-15 | Jaisalmer-May | 37 | 20 | 5 | SW | 7 | 291.6667 | 5 | -1 | 985.5107 | SYNTHETIC/REPRESENTATIVE - illustrative monthly climatology pattern based on general published climate characteristics of each location; NOT actual IMD historical observations. Validate against IMD 1991-2020 normals or NASA POWER before final use.
Jaisalmer | 26.91 | 70.9 | 225 | Hot desert (arid) | June | 6 | Monsoon | 2024-06-15 | Jaisalmer-June | 38 | 30 | 4.5 | SW | 6.5 | 270.8333 | 15 | -2 | 984.5107 | SYNTHETIC/REPRESENTATIVE - illustrative monthly climatology pattern based on general published climate characteristics of each location; NOT actual IMD historical observations. Validate against IMD 1991-2020 normals or NASA POWER before final use.
Jaisalmer | 26.91 | 70.9 | 225 | Hot desert (arid) | July | 7 | Monsoon | 2024-07-15 | Jaisalmer-July | 34 | 50 | 3.5 | SW | 5.5 | 229.1667 | 60 | -2 | 984.5107 | SYNTHETIC/REPRESENTATIVE - illustrative monthly climatology pattern based on general published climate characteristics of each location; NOT actual IMD historical observations. Validate against IMD 1991-2020 normals or NASA POWER before final use.
Jaisalmer | 26.91 | 70.9 | 225 | Hot desert (arid) | August | 8 | Monsoon | 2024-08-15 | Jaisalmer-August | 32 | 55 | 3 | SW | 5.3 | 220.8333 | 70 | -2 | 984.5107 | SYNTHETIC/REPRESENTATIVE - illustrative monthly climatology pattern based on general published climate characteristics of each location; NOT actual IMD historical observations. Validate against IMD 1991-2020 normals or NASA POWER before final use.
Jaisalmer | 26.91 | 70.9 | 225 | Hot desert (arid) | September | 9 | Monsoon | 2024-09-15 | Jaisalmer-September | 32 | 45 | 2.5 | W | 5.8 | 241.6667 | 25 | -1 | 985.5107 | SYNTHETIC/REPRESENTATIVE - illustrative monthly climatology pattern based on general published climate characteristics of each location; NOT actual IMD historical observations. Validate against IMD 1991-2020 normals or NASA POWER before final use.
Jaisalmer | 26.91 | 70.9 | 225 | Hot desert (arid) | October | 10 | Post-monsoon/Autumn | 2024-10-15 | Jaisalmer-October | 28 | 25 | 2 | NE | 5.5 | 229.1667 | 5 | 0 | 986.5107 | SYNTHETIC/REPRESENTATIVE - illustrative monthly climatology pattern based on general published climate characteristics of each location; NOT actual IMD historical observations. Validate against IMD 1991-2020 normals or NASA POWER before final use.
Jaisalmer | 26.91 | 70.9 | 225 | Hot desert (arid) | November | 11 | Post-monsoon/Autumn | 2024-11-15 | Jaisalmer-November | 21 | 30 | 2 | NE | 4.8 | 200 | 2 | 1 | 987.5107 | SYNTHETIC/REPRESENTATIVE - illustrative monthly climatology pattern based on general published climate characteristics of each location; NOT actual IMD historical observations. Validate against IMD 1991-2020 normals or NASA POWER before final use.
Jaisalmer | 26.91 | 70.9 | 225 | Hot desert (arid) | December | 12 | Winter | 2024-12-15 | Jaisalmer-December | 16 | 35 | 2 | NE | 4.2 | 175 | 2 | 2 | 988.5107 | SYNTHETIC/REPRESENTATIVE - illustrative monthly climatology pattern based on general published climate characteristics of each location; NOT actual IMD historical observations. Validate against IMD 1991-2020 normals or NASA POWER before final use.
Guwahati | 26.14 | 91.73 | 55 | Humid subtropical (NE India) | January | 1 | Winter | 2024-01-15 | Guwahati-January | 16 | 75 | 1 | N | 3.8 | 158.3333 | 15 | 2 | 1008.6602 | SYNTHETIC/REPRESENTATIVE - illustrative monthly climatology pattern based on general published climate characteristics of each location; NOT actual IMD historical observations. Validate against IMD 1991-2020 normals or NASA POWER before final use.
Guwahati | 26.14 | 91.73 | 55 | Humid subtropical (NE India) | February | 2 | Winter | 2024-02-15 | Guwahati-February | 19 | 72 | 1.2 | N | 4.2 | 175 | 25 | 1.5 | 1008.1602 | SYNTHETIC/REPRESENTATIVE - illustrative monthly climatology pattern based on general published climate characteristics of each location; NOT actual IMD historical observations. Validate against IMD 1991-2020 normals or NASA POWER before final use.
Guwahati | 26.14 | 91.73 | 55 | Humid subtropical (NE India) | March | 3 | Spring/Pre-monsoon | 2024-03-15 | Guwahati-March | 23 | 70 | 1.5 | NE | 4.8 | 200 | 60 | 1 | 1007.6602 | SYNTHETIC/REPRESENTATIVE - illustrative monthly climatology pattern based on general published climate characteristics of each location; NOT actual IMD historical observations. Validate against IMD 1991-2020 normals or NASA POWER before final use.
Guwahati | 26.14 | 91.73 | 55 | Humid subtropical (NE India) | April | 4 | Spring/Pre-monsoon | 2024-04-15 | Guwahati-April | 25 | 70 | 2 | SE | 4.8 | 200 | 150 | 0 | 1006.6602 | SYNTHETIC/REPRESENTATIVE - illustrative monthly climatology pattern based on general published climate characteristics of each location; NOT actual IMD historical observations. Validate against IMD 1991-2020 normals or NASA POWER before final use.
Guwahati | 26.14 | 91.73 | 55 | Humid subtropical (NE India) | May | 5 | Summer/Pre-monsoon | 2024-05-15 | Guwahati-May | 27 | 75 | 2.2 | SE | 4.5 | 187.5 | 280 | -1 | 1005.6602 | SYNTHETIC/REPRESENTATIVE - illustrative monthly climatology pattern based on general published climate characteristics of each location; NOT actual IMD historical observations. Validate against IMD 1991-2020 normals or NASA POWER before final use.
Guwahati | 26.14 | 91.73 | 55 | Humid subtropical (NE India) | June | 6 | Monsoon | 2024-06-15 | Guwahati-June | 28 | 85 | 2.5 | S | 3.8 | 158.3333 | 350 | -2 | 1004.6602 | SYNTHETIC/REPRESENTATIVE - illustrative monthly climatology pattern based on general published climate characteristics of each location; NOT actual IMD historical observations. Validate against IMD 1991-2020 normals or NASA POWER before final use.
Guwahati | 26.14 | 91.73 | 55 | Humid subtropical (NE India) | July | 7 | Monsoon | 2024-07-15 | Guwahati-July | 28 | 88 | 2.3 | S | 3.8 | 158.3333 | 320 | -2 | 1004.6602 | SYNTHETIC/REPRESENTATIVE - illustrative monthly climatology pattern based on general published climate characteristics of each location; NOT actual IMD historical observations. Validate against IMD 1991-2020 normals or NASA POWER before final use.
Guwahati | 26.14 | 91.73 | 55 | Humid subtropical (NE India) | August | 8 | Monsoon | 2024-08-15 | Guwahati-August | 28 | 87 | 2 | S | 4 | 166.6667 | 280 | -2 | 1004.6602 | SYNTHETIC/REPRESENTATIVE - illustrative monthly climatology pattern based on general published climate characteristics of each location; NOT actual IMD historical observations. Validate against IMD 1991-2020 normals or NASA POWER before final use.
Guwahati | 26.14 | 91.73 | 55 | Humid subtropical (NE India) | September | 9 | Monsoon | 2024-09-15 | Guwahati-September | 28 | 85 | 1.8 | SE | 4 | 166.6667 | 220 | -1 | 1005.6602 | SYNTHETIC/REPRESENTATIVE - illustrative monthly climatology pattern based on general published climate characteristics of each location; NOT actual IMD historical observations. Validate against IMD 1991-2020 normals or NASA POWER before final use.
Guwahati | 26.14 | 91.73 | 55 | Humid subtropical (NE India) | October | 10 | Post-monsoon/Autumn | 2024-10-15 | Guwahati-October | 25 | 80 | 1.5 | NE | 4 | 166.6667 | 120 | 0 | 1006.6602 | SYNTHETIC/REPRESENTATIVE - illustrative monthly climatology pattern based on general published climate characteristics of each location; NOT actual IMD historical observations. Validate against IMD 1991-2020 normals or NASA POWER before final use.
Guwahati | 26.14 | 91.73 | 55 | Humid subtropical (NE India) | November | 11 | Post-monsoon/Autumn | 2024-11-15 | Guwahati-November | 20 | 78 | 1.2 | N | 3.8 | 158.3333 | 25 | 1 | 1007.6602 | SYNTHETIC/REPRESENTATIVE - illustrative monthly climatology pattern based on general published climate characteristics of each location; NOT actual IMD historical observations. Validate against IMD 1991-2020 normals or NASA POWER before final use.
Guwahati | 26.14 | 91.73 | 55 | Humid subtropical (NE India) | December | 12 | Winter | 2024-12-15 | Guwahati-December | 16 | 75 | 1 | N | 3.5 | 145.8333 | 8 | 2 | 1008.6602 | SYNTHETIC/REPRESENTATIVE - illustrative monthly climatology pattern based on general published climate characteristics of each location; NOT actual IMD historical observations. Validate against IMD 1991-2020 normals or NASA POWER before final use.
Chennai | 13.08 | 80.27 | 6 | Hot-humid coastal (tropical) | January | 1 | Winter | 2024-01-15 | Chennai-January | 25 | 72 | 3 | NE | 4.5 | 187.5 | 25 | 2 | 1014.5294 | SYNTHETIC/REPRESENTATIVE - illustrative monthly climatology pattern based on general published climate characteristics of each location; NOT actual IMD historical observations. Validate against IMD 1991-2020 normals or NASA POWER before final use.
Chennai | 13.08 | 80.27 | 6 | Hot-humid coastal (tropical) | February | 2 | Winter | 2024-02-15 | Chennai-February | 27 | 70 | 3 | NE | 5.2 | 216.6667 | 10 | 1.5 | 1014.0294 | SYNTHETIC/REPRESENTATIVE - illustrative monthly climatology pattern based on general published climate characteristics of each location; NOT actual IMD historical observations. Validate against IMD 1991-2020 normals or NASA POWER before final use.
Chennai | 13.08 | 80.27 | 6 | Hot-humid coastal (tropical) | March | 3 | Spring/Pre-monsoon | 2024-03-15 | Chennai-March | 29 | 68 | 3.5 | SE | 6 | 250 | 8 | 1 | 1013.5294 | SYNTHETIC/REPRESENTATIVE - illustrative monthly climatology pattern based on general published climate characteristics of each location; NOT actual IMD historical observations. Validate against IMD 1991-2020 normals or NASA POWER before final use.
Chennai | 13.08 | 80.27 | 6 | Hot-humid coastal (tropical) | April | 4 | Spring/Pre-monsoon | 2024-04-15 | Chennai-April | 32 | 65 | 4 | SE | 6.3 | 262.5 | 15 | 0 | 1012.5294 | SYNTHETIC/REPRESENTATIVE - illustrative monthly climatology pattern based on general published climate characteristics of each location; NOT actual IMD historical observations. Validate against IMD 1991-2020 normals or NASA POWER before final use.
Chennai | 13.08 | 80.27 | 6 | Hot-humid coastal (tropical) | May | 5 | Summer/Pre-monsoon | 2024-05-15 | Chennai-May | 34 | 62 | 4.5 | SW | 6.2 | 258.3333 | 25 | -1 | 1011.5294 | SYNTHETIC/REPRESENTATIVE - illustrative monthly climatology pattern based on general published climate characteristics of each location; NOT actual IMD historical observations. Validate against IMD 1991-2020 normals or NASA POWER before final use.
Chennai | 13.08 | 80.27 | 6 | Hot-humid coastal (tropical) | June | 6 | Monsoon | 2024-06-15 | Chennai-June | 33 | 60 | 4 | SW | 5.5 | 229.1667 | 50 | -2 | 1010.5294 | SYNTHETIC/REPRESENTATIVE - illustrative monthly climatology pattern based on general published climate characteristics of each location; NOT actual IMD historical observations. Validate against IMD 1991-2020 normals or NASA POWER before final use.
Chennai | 13.08 | 80.27 | 6 | Hot-humid coastal (tropical) | July | 7 | Monsoon | 2024-07-15 | Chennai-July | 31 | 65 | 3.5 | SW | 5.2 | 216.6667 | 90 | -2 | 1010.5294 | SYNTHETIC/REPRESENTATIVE - illustrative monthly climatology pattern based on general published climate characteristics of each location; NOT actual IMD historical observations. Validate against IMD 1991-2020 normals or NASA POWER before final use.
Chennai | 13.08 | 80.27 | 6 | Hot-humid coastal (tropical) | August | 8 | Monsoon | 2024-08-15 | Chennai-August | 30 | 68 | 3.5 | SW | 5.3 | 220.8333 | 110 | -2 | 1010.5294 | SYNTHETIC/REPRESENTATIVE - illustrative monthly climatology pattern based on general published climate characteristics of each location; NOT actual IMD historical observations. Validate against IMD 1991-2020 normals or NASA POWER before final use.
Chennai | 13.08 | 80.27 | 6 | Hot-humid coastal (tropical) | September | 9 | Monsoon | 2024-09-15 | Chennai-September | 30 | 72 | 3.5 | SE | 5.2 | 216.6667 | 120 | -1 | 1011.5294 | SYNTHETIC/REPRESENTATIVE - illustrative monthly climatology pattern based on general published climate characteristics of each location; NOT actual IMD historical observations. Validate against IMD 1991-2020 normals or NASA POWER before final use.
Chennai | 13.08 | 80.27 | 6 | Hot-humid coastal (tropical) | October | 10 | Post-monsoon/Autumn | 2024-10-15 | Chennai-October | 28 | 78 | 4.5 | NE | 4.5 | 187.5 | 280 | 0 | 1012.5294 | SYNTHETIC/REPRESENTATIVE - illustrative monthly climatology pattern based on general published climate characteristics of each location; NOT actual IMD historical observations. Validate against IMD 1991-2020 normals or NASA POWER before final use.
Chennai | 13.08 | 80.27 | 6 | Hot-humid coastal (tropical) | November | 11 | Post-monsoon/Autumn | 2024-11-15 | Chennai-November | 26 | 80 | 5 | NE | 3.8 | 158.3333 | 320 | 1 | 1013.5294 | SYNTHETIC/REPRESENTATIVE - illustrative monthly climatology pattern based on general published climate characteristics of each location; NOT actual IMD historical observations. Validate against IMD 1991-2020 normals or NASA POWER before final use.
Chennai | 13.08 | 80.27 | 6 | Hot-humid coastal (tropical) | December | 12 | Winter | 2024-12-15 | Chennai-December | 25 | 78 | 4 | NE | 4 | 166.6667 | 180 | 2 | 1014.5294 | SYNTHETIC/REPRESENTATIVE - illustrative monthly climatology pattern based on general published climate characteristics of each location; NOT actual IMD historical observations. Validate against IMD 1991-2020 normals or NASA POWER before final use.

## Material_Properties
Material_ID | Material_Name | Material_Category | Thermal_Conductivity_k_WmK | Density_kgm3 | Specific_Heat_JkgK | Emissivity | Thickness_Min_mm | Thickness_Max_mm | Thickness_Mid_mm | Thermal_Resistance_R_m2KW | Moisture_Resistance | Durability | Weight_Category | Approximate_Relative_Cost | Suitability_Cold_Climate | Suitability_Hot_Dry_Climate | Suitability_Hot_Humid_Climate | Suitability_Temporary_Shelter | Advantages | Limitations | Data_Source_Label
M01 | Concrete | Masonry | 1.4 | 2400 | 880 | 0.9 | 100 | 300 | 200 | 0.14286 | Medium-High | High | Heavy | Medium | Partial | Yes | Partial | No | High thermal mass, structurally robust | Heavy, poor insulator alone, needs added insulation for cold climates | SYNTHETIC/REFERENCE - typical values at the level of standard engineering literature (ASHRAE Fundamentals-type ranges); validate against manufacturer datasheets or measured lab data before final use.
M02 | Brick | Masonry | 0.7 | 1750 | 840 | 0.93 | 100 | 230 | 165 | 0.23571 | Medium | High | Heavy | Low-Medium | Partial | Yes | Partial | No | Locally available, good thermal mass, fire-resistant | Heavy, requires skilled labour, poor insulation alone | SYNTHETIC/REFERENCE - typical values at the level of standard engineering literature (ASHRAE Fundamentals-type ranges); validate against manufacturer datasheets or measured lab data before final use.
M03 | Steel (structural sheet) | Metal | 47 | 7850 | 490 | 0.2 | 1 | 5 | 3 | 6.383e-05 | Medium (bare)/High (coated) | High | Heavy | Medium-High | No | Partial | Partial | Yes | Strong, fast assembly, good strength-to-weight | Very poor insulator alone; overheats in direct sun without insulation | SYNTHETIC/REFERENCE - typical values at the level of standard engineering literature (ASHRAE Fundamentals-type ranges); validate against manufacturer datasheets or measured lab data before final use.
M04 | Aluminium (sheet) | Metal | 205 | 2700 | 900 | 0.2 | 1 | 5 | 3 | 1.4634e-05 | High | Medium-High | Heavy | High | No | Partial | Partial | Yes | Very lightweight, corrosion resistant, easy to transport to remote sites | Extremely high conductivity - unusable as insulator without added layer | SYNTHETIC/REFERENCE - typical values at the level of standard engineering literature (ASHRAE Fundamentals-type ranges); validate against manufacturer datasheets or measured lab data before final use.
M05 | Plywood | Wood-based | 0.13 | 560 | 1600 | 0.9 | 9 | 25 | 17 | 0.13077 | Low-Medium | Medium | Medium | Medium | Partial | Partial | No | Yes | Easy to work with, moderate insulation, lightweight | Vulnerable to moisture/humidity, moderate outdoor durability | SYNTHETIC/REFERENCE - typical values at the level of standard engineering literature (ASHRAE Fundamentals-type ranges); validate against manufacturer datasheets or measured lab data before final use.
M06 | Timber (softwood) | Wood | 0.14 | 550 | 1700 | 0.9 | 20 | 50 | 35 | 0.25 | Low-Medium | Medium | Medium | Medium | Yes | Partial | No | Yes | Naturally insulating, renewable, workable by hand | Combustible, moisture-sensitive, limited availability at high altitude | SYNTHETIC/REFERENCE - typical values at the level of standard engineering literature (ASHRAE Fundamentals-type ranges); validate against manufacturer datasheets or measured lab data before final use.
M07 | EPS (Expanded Polystyrene) | Insulation | 0.036 | 20 | 1300 | 0.6 | 25 | 150 | 87.5 | 2.4306 | Medium | Medium | Light | Low-Medium | Yes | Yes | Yes | Yes | Very light, good insulation, inexpensive | UV-degradable if exposed, low structural strength, flammable untreated | SYNTHETIC/REFERENCE - typical values at the level of standard engineering literature (ASHRAE Fundamentals-type ranges); validate against manufacturer datasheets or measured lab data before final use.
M08 | XPS (Extruded Polystyrene) | Insulation | 0.031 | 35 | 1450 | 0.6 | 25 | 100 | 62.5 | 2.0161 | High | Medium-High | Light | Medium | Yes | Yes | Yes | Yes | Closed-cell structure gives high moisture resistance and good insulation | Higher cost than EPS, still needs UV protection | SYNTHETIC/REFERENCE - typical values at the level of standard engineering literature (ASHRAE Fundamentals-type ranges); validate against manufacturer datasheets or measured lab data before final use.
M09 | Mineral wool | Insulation | 0.04 | 60 | 900 | 0.9 | 50 | 200 | 125 | 3.125 | Low | Medium | Light | Medium | Yes | Partial | No | Partial | Fire-resistant, good acoustic + thermal insulation | Absorbs moisture and loses performance if wet, needs vapour barrier | SYNTHETIC/REFERENCE - typical values at the level of standard engineering literature (ASHRAE Fundamentals-type ranges); validate against manufacturer datasheets or measured lab data before final use.
M10 | Fiberglass insulation | Insulation | 0.038 | 24 | 840 | 0.9 | 50 | 200 | 125 | 3.2895 | Low-Medium | Medium | Light | Low-Medium | Yes | Partial | No | Partial | Widely available, inexpensive, good thermal performance | Irritant during handling, performance drops if compressed/wet | SYNTHETIC/REFERENCE - typical values at the level of standard engineering literature (ASHRAE Fundamentals-type ranges); validate against manufacturer datasheets or measured lab data before final use.
M11 | Polyurethane/PIR insulation | Insulation | 0.025 | 35 | 1450 | 0.9 | 25 | 100 | 62.5 | 2.5 | High | High | Light | High | Yes | Yes | Yes | Partial | Best-in-class insulation value (lowest k), thin profile for given R-value | Highest cost among common insulators, needs fire-rated facing | SYNTHETIC/REFERENCE - typical values at the level of standard engineering literature (ASHRAE Fundamentals-type ranges); validate against manufacturer datasheets or measured lab data before final use.
M12 | Canvas/fabric (tent material) | Fabric | 0.05 | 400 | 1300 | 0.85 | 0.5 | 2 | 1.25 | 0.025 | Low (unless treated) | Low | Medium | Low | No | Partial | Partial | Yes | Extremely lightweight, fast to deploy, low cost | Negligible insulation alone, needs liner/PCM layer for cold climates, short lifespan | SYNTHETIC/REFERENCE - typical values at the level of standard engineering literature (ASHRAE Fundamentals-type ranges); validate against manufacturer datasheets or measured lab data before final use.
M13 | Geotextile | Fabric | 0.04 | 200 | 1200 | 0.85 | 0.3 | 1 | 0.65 | 0.01625 | Medium | Low-Medium | Medium | Low | No | No | No | Partial | Useful for ground moisture barrier and erosion control | Not a primary thermal envelope material - supportive role only | SYNTHETIC/REFERENCE - typical values at the level of standard engineering literature (ASHRAE Fundamentals-type ranges); validate against manufacturer datasheets or measured lab data before final use.
M14 | Mud/adobe (light/low-density) | Earth-based | 0.6 | 1400 | 830 | 0.9 | 200 | 400 | 300 | 0.5 | Low | Medium | Heavy | Very Low | Yes | Yes | No | No | Locally sourced, historically proven in Ladakh, high thermal mass smooths day-night swing | Vulnerable to rain/moisture, heavy, slow to construct, needs maintenance | SYNTHETIC/REFERENCE - typical values at the level of standard engineering literature (ASHRAE Fundamentals-type ranges); validate against manufacturer datasheets or measured lab data before final use.
M15 | Mud/adobe (dense/rammed earth) | Earth-based | 1 | 1900 | 850 | 0.9 | 200 | 400 | 300 | 0.3 | Low-Medium | Medium-High | Heavy | Very Low | Yes | Yes | No | No | Higher structural strength than light adobe, strong thermal mass | Heavier, more labour-intensive to construct, still moisture-vulnerable | SYNTHETIC/REFERENCE - typical values at the level of standard engineering literature (ASHRAE Fundamentals-type ranges); validate against manufacturer datasheets or measured lab data before final use.
M16 | Composite insulated sandwich panel | Composite | 0.03 | 45 | 1400 | 0.85 | 50 | 150 | 100 | 3.3333 | High | High | Light | High | Yes | Yes | Yes | Yes | Combines structural skins with insulating core - good all-round performer, fast assembly | Higher upfront cost, requires factory manufacture | SYNTHETIC/REFERENCE - typical values at the level of standard engineering literature (ASHRAE Fundamentals-type ranges); validate against manufacturer datasheets or measured lab data before final use.
M17 | Rock wool board (rigid) | Insulation | 0.038 | 100 | 840 | 0.9 | 40 | 160 | 100 | 2.6316 | Low | Medium-High | Light | Medium | Yes | Partial | Partial | Partial | Rigid board form eases installation vs batt mineral wool, fire resistant | Similar moisture sensitivity to mineral wool batts | SYNTHETIC/REFERENCE - typical values at the level of standard engineering literature (ASHRAE Fundamentals-type ranges); validate against manufacturer datasheets or measured lab data before final use.
M18 | Straw bale (insulating wall) | Earth/Bio-based | 0.07 | 110 | 2000 | 0.9 | 300 | 450 | 375 | 5.3571 | Low (unprotected) | Medium | Light | Very Low | Yes | Partial | No | No | Very low-cost, good insulation for its bulk, locally available in agricultural regions | Requires rendering/protection from moisture and pests, very thick walls | SYNTHETIC/REFERENCE - typical values at the level of standard engineering literature (ASHRAE Fundamentals-type ranges); validate against manufacturer datasheets or measured lab data before final use.
M19 | Corrugated GI sheet (roofing) | Metal | 50 | 7850 | 480 | 0.25 | 0.4 | 1 | 0.7 | 1.4e-05 | High (galvanized) | High | Heavy | Low-Medium | No | No | Partial | Yes | Cheap, widely available, fast roofing solution | High conductivity causes overheating in sun and rapid heat loss at night without insulation | SYNTHETIC/REFERENCE - typical values at the level of standard engineering literature (ASHRAE Fundamentals-type ranges); validate against manufacturer datasheets or measured lab data before final use.
M20 | High-density fiberglass batt (cold-grade) | Insulation | 0.033 | 48 | 840 | 0.9 | 75 | 200 | 137.5 | 4.1667 | Low-Medium | Medium | Light | Medium | Yes | Partial | No | Partial | Denser batt gives improved R-value per thickness vs standard fiberglass | Same general moisture sensitivity as other batt insulations | SYNTHETIC/REFERENCE - typical values at the level of standard engineering literature (ASHRAE Fundamentals-type ranges); validate against manufacturer datasheets or measured lab data before final use.

## Shelter_Design
Design_ID | Climate_Archetype | Shelter_Length_m | Shelter_Width_m | Shelter_Height_m | Floor_Area_m2 | Volume_m3 | Orientation | Wall_Material_ID | Roof_Material_ID | Floor_Material_ID | Insulation_Material_ID | Wall_Thickness_mm | Roof_Thickness_mm | Insulation_Thickness_mm | Window_Opening_Area_m2 | Gross_Wall_Area_m2 | Net_Wall_Area_m2 | Opening_to_Wall_Ratio | Ventilation_Type | Number_of_Openings | Shading_Type | Roof_Type | Roof_Reflectivity_Albedo | Number_of_Occupants | Activity_Level | Clothing_Level_clo | Shelter_Usage_Duration_hrs | Data_Source_Label
D01 | Cold / high-altitude | 3 | 3 | 2.4 | 9 | 21.6 | South-facing (maximise winter solar gain) | M06 | M16 | M01 | M11 | 150 | 100 | 100 | 1.2 | 28.8 | 27.6 | 0.041667 | Minimal / sealed (winter-optimised) | 2 | None (maximise solar gain) | Insulated flat/low-slope | 0.3 | 2 | Resting / sleeping | 1.75 | 2160 | SYNTHETIC - prototype design configurations chosen by the team to span each climate archetype; not measurements of an existing built structure.
D02 | Cold / high-altitude | 5 | 4 | 2.6 | 20 | 52 | South-facing (maximise winter solar gain) | M06 | M16 | M01 | M11 | 150 | 100 | 100 | 1.8 | 46.8 | 45 | 0.038462 | Minimal / sealed (winter-optimised) | 2 | None (maximise solar gain) | Insulated flat/low-slope | 0.3 | 5 | Resting / sleeping | 1.75 | 2160 | SYNTHETIC - prototype design configurations chosen by the team to span each climate archetype; not measurements of an existing built structure.
D03 | Cold / high-altitude | 3 | 3 | 2.4 | 9 | 21.6 | South-facing (maximise winter solar gain) | M06 | M16 | M01 | M09 | 150 | 100 | 150 | 1.2 | 28.8 | 27.6 | 0.041667 | Minimal / sealed (winter-optimised) | 2 | None (maximise solar gain) | Insulated flat/low-slope | 0.3 | 2 | Resting / sleeping | 1.75 | 2160 | SYNTHETIC - prototype design configurations chosen by the team to span each climate archetype; not measurements of an existing built structure.
D04 | Cold / high-altitude | 5 | 4 | 2.6 | 20 | 52 | South-facing (maximise winter solar gain) | M06 | M16 | M01 | M09 | 150 | 100 | 150 | 1.8 | 46.8 | 45 | 0.038462 | Minimal / sealed (winter-optimised) | 2 | None (maximise solar gain) | Insulated flat/low-slope | 0.3 | 5 | Resting / sleeping | 1.75 | 2160 | SYNTHETIC - prototype design configurations chosen by the team to span each climate archetype; not measurements of an existing built structure.
D05 | Cold / high-altitude | 3 | 3 | 2.4 | 9 | 21.6 | South-facing (maximise winter solar gain) | M15 | M16 | M01 | M11 | 250 | 100 | 100 | 1.2 | 28.8 | 27.6 | 0.041667 | Minimal / sealed (winter-optimised) | 2 | None (maximise solar gain) | Insulated flat/low-slope | 0.3 | 2 | Resting / sleeping | 1.75 | 2160 | SYNTHETIC - prototype design configurations chosen by the team to span each climate archetype; not measurements of an existing built structure.
D06 | Cold / high-altitude | 5 | 4 | 2.6 | 20 | 52 | South-facing (maximise winter solar gain) | M15 | M16 | M01 | M11 | 250 | 100 | 100 | 1.8 | 46.8 | 45 | 0.038462 | Minimal / sealed (winter-optimised) | 2 | None (maximise solar gain) | Insulated flat/low-slope | 0.3 | 5 | Resting / sleeping | 1.75 | 2160 | SYNTHETIC - prototype design configurations chosen by the team to span each climate archetype; not measurements of an existing built structure.
D07 | Cold / high-altitude | 3 | 3 | 2.4 | 9 | 21.6 | South-facing (maximise winter solar gain) | M15 | M16 | M01 | M09 | 250 | 100 | 150 | 1.2 | 28.8 | 27.6 | 0.041667 | Minimal / sealed (winter-optimised) | 2 | None (maximise solar gain) | Insulated flat/low-slope | 0.3 | 2 | Resting / sleeping | 1.75 | 2160 | SYNTHETIC - prototype design configurations chosen by the team to span each climate archetype; not measurements of an existing built structure.
D08 | Cold / high-altitude | 5 | 4 | 2.6 | 20 | 52 | South-facing (maximise winter solar gain) | M15 | M16 | M01 | M09 | 250 | 100 | 150 | 1.8 | 46.8 | 45 | 0.038462 | Minimal / sealed (winter-optimised) | 2 | None (maximise solar gain) | Insulated flat/low-slope | 0.3 | 5 | Resting / sleeping | 1.75 | 2160 | SYNTHETIC - prototype design configurations chosen by the team to span each climate archetype; not measurements of an existing built structure.
D09 | Hot-dry | 3 | 3.5 | 2.6 | 10.5 | 27.3 | North-South long axis (minimise east/west solar wall exposure) | M02 | M19 | M02 | None | 230 | 1 | 0 | 1 | 33.8 | 32.8 | 0.029586 | Night ventilation, sealed by day | 3 | Overhangs / verandah shading | Reflective sloped | 0.65 | 2 | Light | 0.5 | 2160 | SYNTHETIC - prototype design configurations chosen by the team to span each climate archetype; not measurements of an existing built structure.
D10 | Hot-dry | 5 | 4.5 | 2.8 | 22.5 | 63 | North-South long axis (minimise east/west solar wall exposure) | M02 | M19 | M02 | None | 230 | 1 | 0 | 1.6 | 53.2 | 51.6 | 0.030075 | Night ventilation, sealed by day | 3 | Overhangs / verandah shading | Reflective sloped | 0.65 | 5 | Light | 0.5 | 2160 | SYNTHETIC - prototype design configurations chosen by the team to span each climate archetype; not measurements of an existing built structure.
D11 | Hot-dry | 3 | 3.5 | 2.6 | 10.5 | 27.3 | North-South long axis (minimise east/west solar wall exposure) | M02 | M19 | M02 | M08 | 230 | 1 | 30 | 1 | 33.8 | 32.8 | 0.029586 | Night ventilation, sealed by day | 3 | Overhangs / verandah shading | Reflective sloped | 0.65 | 2 | Light | 0.5 | 2160 | SYNTHETIC - prototype design configurations chosen by the team to span each climate archetype; not measurements of an existing built structure.
D12 | Hot-dry | 5 | 4.5 | 2.8 | 22.5 | 63 | North-South long axis (minimise east/west solar wall exposure) | M02 | M19 | M02 | M08 | 230 | 1 | 30 | 1.6 | 53.2 | 51.6 | 0.030075 | Night ventilation, sealed by day | 3 | Overhangs / verandah shading | Reflective sloped | 0.65 | 5 | Light | 0.5 | 2160 | SYNTHETIC - prototype design configurations chosen by the team to span each climate archetype; not measurements of an existing built structure.
D13 | Hot-dry | 3 | 3.5 | 2.6 | 10.5 | 27.3 | North-South long axis (minimise east/west solar wall exposure) | M14 | M19 | M02 | None | 300 | 1 | 0 | 1 | 33.8 | 32.8 | 0.029586 | Night ventilation, sealed by day | 3 | Overhangs / verandah shading | Reflective sloped | 0.65 | 2 | Light | 0.5 | 2160 | SYNTHETIC - prototype design configurations chosen by the team to span each climate archetype; not measurements of an existing built structure.
D14 | Hot-dry | 5 | 4.5 | 2.8 | 22.5 | 63 | North-South long axis (minimise east/west solar wall exposure) | M14 | M19 | M02 | None | 300 | 1 | 0 | 1.6 | 53.2 | 51.6 | 0.030075 | Night ventilation, sealed by day | 3 | Overhangs / verandah shading | Reflective sloped | 0.65 | 5 | Light | 0.5 | 2160 | SYNTHETIC - prototype design configurations chosen by the team to span each climate archetype; not measurements of an existing built structure.
D15 | Hot-dry | 3 | 3.5 | 2.6 | 10.5 | 27.3 | North-South long axis (minimise east/west solar wall exposure) | M14 | M19 | M02 | M08 | 300 | 1 | 30 | 1 | 33.8 | 32.8 | 0.029586 | Night ventilation, sealed by day | 3 | Overhangs / verandah shading | Reflective sloped | 0.65 | 2 | Light | 0.5 | 2160 | SYNTHETIC - prototype design configurations chosen by the team to span each climate archetype; not measurements of an existing built structure.
D16 | Hot-dry | 5 | 4.5 | 2.8 | 22.5 | 63 | North-South long axis (minimise east/west solar wall exposure) | M14 | M19 | M02 | M08 | 300 | 1 | 30 | 1.6 | 53.2 | 51.6 | 0.030075 | Night ventilation, sealed by day | 3 | Overhangs / verandah shading | Reflective sloped | 0.65 | 5 | Light | 0.5 | 2160 | SYNTHETIC - prototype design configurations chosen by the team to span each climate archetype; not measurements of an existing built structure.
D17 | Hot-humid | 3.5 | 3 | 2.8 | 10.5 | 29.4 | Perpendicular to prevailing wind (cross-ventilation) | M02 | M19 | M02 | None | 150 | 1 | 0 | 1.75 | 36.4 | 34.65 | 0.048077 | Cross-ventilation, louvered openings (Medium-high) | 4 | Deep eaves / verandah | Elevated / ventilated reflective | 0.6 | 2 | Light | 0.5 | 2160 | SYNTHETIC - prototype design configurations chosen by the team to span each climate archetype; not measurements of an existing built structure.
D18 | Hot-humid | 5 | 4 | 3 | 20 | 60 | Perpendicular to prevailing wind (cross-ventilation) | M02 | M19 | M02 | None | 150 | 1 | 0 | 2.5 | 54 | 51.5 | 0.046296 | Cross-ventilation, louvered openings (Medium-high) | 4 | Deep eaves / verandah | Elevated / ventilated reflective | 0.6 | 5 | Light | 0.5 | 2160 | SYNTHETIC - prototype design configurations chosen by the team to span each climate archetype; not measurements of an existing built structure.
D19 | Hot-humid | 3.5 | 3 | 2.8 | 10.5 | 29.4 | Perpendicular to prevailing wind (cross-ventilation) | M02 | M19 | M02 | None | 150 | 1 | 0 | 2.45 | 36.4 | 33.95 | 0.067308 | Cross-ventilation, louvered openings (High) | 4 | Deep eaves / verandah | Elevated / ventilated reflective | 0.6 | 2 | Light | 0.5 | 2160 | SYNTHETIC - prototype design configurations chosen by the team to span each climate archetype; not measurements of an existing built structure.
D20 | Hot-humid | 5 | 4 | 3 | 20 | 60 | Perpendicular to prevailing wind (cross-ventilation) | M02 | M19 | M02 | None | 150 | 1 | 0 | 3.5 | 54 | 50.5 | 0.064815 | Cross-ventilation, louvered openings (High) | 4 | Deep eaves / verandah | Elevated / ventilated reflective | 0.6 | 5 | Light | 0.5 | 2160 | SYNTHETIC - prototype design configurations chosen by the team to span each climate archetype; not measurements of an existing built structure.
D21 | Hot-humid | 3.5 | 3 | 2.8 | 10.5 | 29.4 | Perpendicular to prevailing wind (cross-ventilation) | M06 | M19 | M06 | None | 150 | 1 | 0 | 1.75 | 36.4 | 34.65 | 0.048077 | Cross-ventilation, louvered openings (Medium-high) | 4 | Deep eaves / verandah | Elevated / ventilated reflective | 0.6 | 2 | Light | 0.5 | 2160 | SYNTHETIC - prototype design configurations chosen by the team to span each climate archetype; not measurements of an existing built structure.
D22 | Hot-humid | 5 | 4 | 3 | 20 | 60 | Perpendicular to prevailing wind (cross-ventilation) | M06 | M19 | M06 | None | 150 | 1 | 0 | 2.5 | 54 | 51.5 | 0.046296 | Cross-ventilation, louvered openings (Medium-high) | 4 | Deep eaves / verandah | Elevated / ventilated reflective | 0.6 | 5 | Light | 0.5 | 2160 | SYNTHETIC - prototype design configurations chosen by the team to span each climate archetype; not measurements of an existing built structure.
D23 | Hot-humid | 3.5 | 3 | 2.8 | 10.5 | 29.4 | Perpendicular to prevailing wind (cross-ventilation) | M06 | M19 | M06 | None | 150 | 1 | 0 | 2.45 | 36.4 | 33.95 | 0.067308 | Cross-ventilation, louvered openings (High) | 4 | Deep eaves / verandah | Elevated / ventilated reflective | 0.6 | 2 | Light | 0.5 | 2160 | SYNTHETIC - prototype design configurations chosen by the team to span each climate archetype; not measurements of an existing built structure.
D24 | Hot-humid | 5 | 4 | 3 | 20 | 60 | Perpendicular to prevailing wind (cross-ventilation) | M06 | M19 | M06 | None | 150 | 1 | 0 | 3.5 | 54 | 50.5 | 0.064815 | Cross-ventilation, louvered openings (High) | 4 | Deep eaves / verandah | Elevated / ventilated reflective | 0.6 | 5 | Light | 0.5 | 2160 | SYNTHETIC - prototype design configurations chosen by the team to span each climate archetype; not measurements of an existing built structure.
D25 | Temperate | 3.5 | 3.5 | 2.6 | 12.25 | 31.85 | South-preferred (moderate priority) | M02 | M16 | M01 | M10 | 230 | 80 | 50 | 1.4 | 36.4 | 35 | 0.038462 | Moderate, operable windows | 3 | Partial (seasonal) | Insulated pitched | 0.4 | 3 | Light-moderate | 1 | 2160 | SYNTHETIC - prototype design configurations chosen by the team to span each climate archetype; not measurements of an existing built structure.
D26 | Temperate | 5 | 4.5 | 2.7 | 22.5 | 60.75 | South-preferred (moderate priority) | M02 | M16 | M01 | M10 | 230 | 80 | 50 | 2 | 51.3 | 49.3 | 0.038986 | Moderate, operable windows | 3 | Partial (seasonal) | Insulated pitched | 0.4 | 6 | Light-moderate | 1 | 2160 | SYNTHETIC - prototype design configurations chosen by the team to span each climate archetype; not measurements of an existing built structure.
D27 | Temperate | 3.5 | 3.5 | 2.6 | 12.25 | 31.85 | South-preferred (moderate priority) | M02 | M16 | M01 | M10 | 230 | 80 | 100 | 1.4 | 36.4 | 35 | 0.038462 | Moderate, operable windows | 3 | Partial (seasonal) | Insulated pitched | 0.4 | 3 | Light-moderate | 1 | 2160 | SYNTHETIC - prototype design configurations chosen by the team to span each climate archetype; not measurements of an existing built structure.
D28 | Temperate | 5 | 4.5 | 2.7 | 22.5 | 60.75 | South-preferred (moderate priority) | M02 | M16 | M01 | M10 | 230 | 80 | 100 | 2 | 51.3 | 49.3 | 0.038986 | Moderate, operable windows | 3 | Partial (seasonal) | Insulated pitched | 0.4 | 6 | Light-moderate | 1 | 2160 | SYNTHETIC - prototype design configurations chosen by the team to span each climate archetype; not measurements of an existing built structure.
D29 | Temperate | 3.5 | 3.5 | 2.6 | 12.25 | 31.85 | South-preferred (moderate priority) | M06 | M16 | M01 | M10 | 150 | 80 | 50 | 1.4 | 36.4 | 35 | 0.038462 | Moderate, operable windows | 3 | Partial (seasonal) | Insulated pitched | 0.4 | 3 | Light-moderate | 1 | 2160 | SYNTHETIC - prototype design configurations chosen by the team to span each climate archetype; not measurements of an existing built structure.
D30 | Temperate | 5 | 4.5 | 2.7 | 22.5 | 60.75 | South-preferred (moderate priority) | M06 | M16 | M01 | M10 | 150 | 80 | 50 | 2 | 51.3 | 49.3 | 0.038986 | Moderate, operable windows | 3 | Partial (seasonal) | Insulated pitched | 0.4 | 6 | Light-moderate | 1 | 2160 | SYNTHETIC - prototype design configurations chosen by the team to span each climate archetype; not measurements of an existing built structure.
D31 | Temperate | 3.5 | 3.5 | 2.6 | 12.25 | 31.85 | South-preferred (moderate priority) | M06 | M16 | M01 | M10 | 150 | 80 | 100 | 1.4 | 36.4 | 35 | 0.038462 | Moderate, operable windows | 3 | Partial (seasonal) | Insulated pitched | 0.4 | 3 | Light-moderate | 1 | 2160 | SYNTHETIC - prototype design configurations chosen by the team to span each climate archetype; not measurements of an existing built structure.
D32 | Temperate | 5 | 4.5 | 2.7 | 22.5 | 60.75 | South-preferred (moderate priority) | M06 | M16 | M01 | M10 | 150 | 80 | 100 | 2 | 51.3 | 49.3 | 0.038986 | Moderate, operable windows | 3 | Partial (seasonal) | Insulated pitched | 0.4 | 6 | Light-moderate | 1 | 2160 | SYNTHETIC - prototype design configurations chosen by the team to span each climate archetype; not measurements of an existing built structure.
D33 | Emergency / temporary | 3 | 3 | 2.2 | 9 | 19.8 | Variable (rapid deployment, orientation not always controllable) | M12 | M12 | M13 | None | 2 | 2 | 0 | 1 | 26.4 | 25.4 | 0.037879 | Flap / vent openings | 2 | None / minimal (temporary deployment) | Fabric / lightweight | 0.4 | 2 | Light-moderate | 1 | 72 | SYNTHETIC - prototype design configurations chosen by the team to span each climate archetype; not measurements of an existing built structure.
D34 | Emergency / temporary | 4 | 3 | 2.3 | 12 | 27.6 | Variable (rapid deployment, orientation not always controllable) | M12 | M12 | M13 | None | 2 | 2 | 0 | 1 | 32.2 | 31.2 | 0.031056 | Flap / vent openings | 2 | None / minimal (temporary deployment) | Fabric / lightweight | 0.4 | 4 | Light-moderate | 1 | 500 | SYNTHETIC - prototype design configurations chosen by the team to span each climate archetype; not measurements of an existing built structure.
D35 | Emergency / temporary | 3 | 3 | 2.2 | 9 | 19.8 | Variable (rapid deployment, orientation not always controllable) | M12 | M12 | M13 | M07 | 2 | 2 | 25 | 1 | 26.4 | 25.4 | 0.037879 | Flap / vent openings | 2 | None / minimal (temporary deployment) | Fabric / lightweight | 0.4 | 2 | Light-moderate | 1 | 72 | SYNTHETIC - prototype design configurations chosen by the team to span each climate archetype; not measurements of an existing built structure.
D36 | Emergency / temporary | 4 | 3 | 2.3 | 12 | 27.6 | Variable (rapid deployment, orientation not always controllable) | M12 | M12 | M13 | M07 | 2 | 2 | 25 | 1 | 32.2 | 31.2 | 0.031056 | Flap / vent openings | 2 | None / minimal (temporary deployment) | Fabric / lightweight | 0.4 | 4 | Light-moderate | 1 | 500 | SYNTHETIC - prototype design configurations chosen by the team to span each climate archetype; not measurements of an existing built structure.
D37 | Emergency / temporary | 3 | 3 | 2.2 | 9 | 19.8 | Variable (rapid deployment, orientation not always controllable) | M03+M12 | M03+M12 | M13 | None | 2 | 2 | 0 | 1 | 26.4 | 25.4 | 0.037879 | Flap / vent openings | 2 | None / minimal (temporary deployment) | Fabric / lightweight | 0.4 | 2 | Light-moderate | 1 | 72 | SYNTHETIC - prototype design configurations chosen by the team to span each climate archetype; not measurements of an existing built structure.
D38 | Emergency / temporary | 4 | 3 | 2.3 | 12 | 27.6 | Variable (rapid deployment, orientation not always controllable) | M03+M12 | M03+M12 | M13 | None | 2 | 2 | 0 | 1 | 32.2 | 31.2 | 0.031056 | Flap / vent openings | 2 | None / minimal (temporary deployment) | Fabric / lightweight | 0.4 | 4 | Light-moderate | 1 | 500 | SYNTHETIC - prototype design configurations chosen by the team to span each climate archetype; not measurements of an existing built structure.
D39 | Emergency / temporary | 3 | 3 | 2.2 | 9 | 19.8 | Variable (rapid deployment, orientation not always controllable) | M03+M12 | M03+M12 | M13 | M07 | 2 | 2 | 25 | 1 | 26.4 | 25.4 | 0.037879 | Flap / vent openings | 2 | None / minimal (temporary deployment) | Fabric / lightweight | 0.4 | 2 | Light-moderate | 1 | 72 | SYNTHETIC - prototype design configurations chosen by the team to span each climate archetype; not measurements of an existing built structure.
D40 | Emergency / temporary | 4 | 3 | 2.3 | 12 | 27.6 | Variable (rapid deployment, orientation not always controllable) | M03+M12 | M03+M12 | M13 | M07 | 2 | 2 | 25 | 1 | 32.2 | 31.2 | 0.031056 | Flap / vent openings | 2 | None / minimal (temporary deployment) | Fabric / lightweight | 0.4 | 4 | Light-moderate | 1 | 500 | SYNTHETIC - prototype design configurations chosen by the team to span each climate archetype; not measurements of an existing built structure.

## Combined_Scenarios
Scenario_ID | Design_ID | Climate_Archetype | Match_Type | Location | Month | Location_Month_Key | Outdoor_Temperature_C | Relative_Humidity_pct | Wind_Speed_ms | Solar_Radiation_Wm2 | Rainfall_mm | Wall_Material_ID | Wall_k_WmK | Wall_Thickness_mm | Insulation_Material_ID | Insulation_k_WmK | Insulation_Thickness_mm | Wall_R_m2KW | Insulation_R_m2KW | Air_Film_R_m2KW | Total_R_m2KW | U_value_Wm2K | Net_Wall_Area_m2 | Window_Opening_Area_m2 | Volume_m3 | Opening_to_Wall_Ratio | Number_of_Occupants | Activity_Level | Clothing_Level_clo | Data_Source_Label
S001 | D01 | Cold / high-altitude | Matched | Leh | January | Leh-January | -8 | 25 | 2 | 166.6667 | 5 | M06 | 0.14 | 150 | M11 | 0.025 | 100 | 1.0714 | 4 | 0.17 | 5.2414 | 0.19079 | 27.6 | 1.2 | 21.6 | 0.041667 | 2 | Resting / sleeping | 1.75 | SYNTHETIC - scenario built by pairing a prototype shelter design with representative monthly climatology; not a record of a real, physically deployed shelter.
S002 | D01 | Cold / high-altitude | Matched | Leh | April | Leh-April | 7 | 30 | 4 | 270.8333 | 10 | M06 | 0.14 | 150 | M11 | 0.025 | 100 | 1.0714 | 4 | 0.17 | 5.2414 | 0.19079 | 27.6 | 1.2 | 21.6 | 0.041667 | 2 | Resting / sleeping | 1.75 | SYNTHETIC - scenario built by pairing a prototype shelter design with representative monthly climatology; not a record of a real, physically deployed shelter.
S003 | D01 | Cold / high-altitude | Matched | Leh | July | Leh-July | 19 | 38 | 3 | 283.3333 | 15 | M06 | 0.14 | 150 | M11 | 0.025 | 100 | 1.0714 | 4 | 0.17 | 5.2414 | 0.19079 | 27.6 | 1.2 | 21.6 | 0.041667 | 2 | Resting / sleeping | 1.75 | SYNTHETIC - scenario built by pairing a prototype shelter design with representative monthly climatology; not a record of a real, physically deployed shelter.
S004 | D01 | Cold / high-altitude | Matched | Leh | September | Leh-September | 14 | 35 | 3 | 250 | 8 | M06 | 0.14 | 150 | M11 | 0.025 | 100 | 1.0714 | 4 | 0.17 | 5.2414 | 0.19079 | 27.6 | 1.2 | 21.6 | 0.041667 | 2 | Resting / sleeping | 1.75 | SYNTHETIC - scenario built by pairing a prototype shelter design with representative monthly climatology; not a record of a real, physically deployed shelter.
S005 | D01 | Cold / high-altitude | Matched | Leh | November | Leh-November | -1 | 27 | 2 | 175 | 2 | M06 | 0.14 | 150 | M11 | 0.025 | 100 | 1.0714 | 4 | 0.17 | 5.2414 | 0.19079 | 27.6 | 1.2 | 21.6 | 0.041667 | 2 | Resting / sleeping | 1.75 | SYNTHETIC - scenario built by pairing a prototype shelter design with representative monthly climatology; not a record of a real, physically deployed shelter.
S006 | D02 | Cold / high-altitude | Matched | Leh | January | Leh-January | -8 | 25 | 2 | 166.6667 | 5 | M06 | 0.14 | 150 | M11 | 0.025 | 100 | 1.0714 | 4 | 0.17 | 5.2414 | 0.19079 | 45 | 1.8 | 52 | 0.038462 | 5 | Resting / sleeping | 1.75 | SYNTHETIC - scenario built by pairing a prototype shelter design with representative monthly climatology; not a record of a real, physically deployed shelter.
S007 | D02 | Cold / high-altitude | Matched | Leh | April | Leh-April | 7 | 30 | 4 | 270.8333 | 10 | M06 | 0.14 | 150 | M11 | 0.025 | 100 | 1.0714 | 4 | 0.17 | 5.2414 | 0.19079 | 45 | 1.8 | 52 | 0.038462 | 5 | Resting / sleeping | 1.75 | SYNTHETIC - scenario built by pairing a prototype shelter design with representative monthly climatology; not a record of a real, physically deployed shelter.
S008 | D02 | Cold / high-altitude | Matched | Leh | July | Leh-July | 19 | 38 | 3 | 283.3333 | 15 | M06 | 0.14 | 150 | M11 | 0.025 | 100 | 1.0714 | 4 | 0.17 | 5.2414 | 0.19079 | 45 | 1.8 | 52 | 0.038462 | 5 | Resting / sleeping | 1.75 | SYNTHETIC - scenario built by pairing a prototype shelter design with representative monthly climatology; not a record of a real, physically deployed shelter.
S009 | D02 | Cold / high-altitude | Matched | Leh | September | Leh-September | 14 | 35 | 3 | 250 | 8 | M06 | 0.14 | 150 | M11 | 0.025 | 100 | 1.0714 | 4 | 0.17 | 5.2414 | 0.19079 | 45 | 1.8 | 52 | 0.038462 | 5 | Resting / sleeping | 1.75 | SYNTHETIC - scenario built by pairing a prototype shelter design with representative monthly climatology; not a record of a real, physically deployed shelter.
S010 | D02 | Cold / high-altitude | Matched | Leh | November | Leh-November | -1 | 27 | 2 | 175 | 2 | M06 | 0.14 | 150 | M11 | 0.025 | 100 | 1.0714 | 4 | 0.17 | 5.2414 | 0.19079 | 45 | 1.8 | 52 | 0.038462 | 5 | Resting / sleeping | 1.75 | SYNTHETIC - scenario built by pairing a prototype shelter design with representative monthly climatology; not a record of a real, physically deployed shelter.
S011 | D03 | Cold / high-altitude | Matched | Leh | January | Leh-January | -8 | 25 | 2 | 166.6667 | 5 | M06 | 0.14 | 150 | M09 | 0.04 | 150 | 1.0714 | 3.75 | 0.17 | 4.9914 | 0.20034 | 27.6 | 1.2 | 21.6 | 0.041667 | 2 | Resting / sleeping | 1.75 | SYNTHETIC - scenario built by pairing a prototype shelter design with representative monthly climatology; not a record of a real, physically deployed shelter.
S012 | D03 | Cold / high-altitude | Matched | Leh | April | Leh-April | 7 | 30 | 4 | 270.8333 | 10 | M06 | 0.14 | 150 | M09 | 0.04 | 150 | 1.0714 | 3.75 | 0.17 | 4.9914 | 0.20034 | 27.6 | 1.2 | 21.6 | 0.041667 | 2 | Resting / sleeping | 1.75 | SYNTHETIC - scenario built by pairing a prototype shelter design with representative monthly climatology; not a record of a real, physically deployed shelter.
S013 | D03 | Cold / high-altitude | Matched | Leh | July | Leh-July | 19 | 38 | 3 | 283.3333 | 15 | M06 | 0.14 | 150 | M09 | 0.04 | 150 | 1.0714 | 3.75 | 0.17 | 4.9914 | 0.20034 | 27.6 | 1.2 | 21.6 | 0.041667 | 2 | Resting / sleeping | 1.75 | SYNTHETIC - scenario built by pairing a prototype shelter design with representative monthly climatology; not a record of a real, physically deployed shelter.
S014 | D03 | Cold / high-altitude | Matched | Leh | September | Leh-September | 14 | 35 | 3 | 250 | 8 | M06 | 0.14 | 150 | M09 | 0.04 | 150 | 1.0714 | 3.75 | 0.17 | 4.9914 | 0.20034 | 27.6 | 1.2 | 21.6 | 0.041667 | 2 | Resting / sleeping | 1.75 | SYNTHETIC - scenario built by pairing a prototype shelter design with representative monthly climatology; not a record of a real, physically deployed shelter.
S015 | D03 | Cold / high-altitude | Matched | Leh | November | Leh-November | -1 | 27 | 2 | 175 | 2 | M06 | 0.14 | 150 | M09 | 0.04 | 150 | 1.0714 | 3.75 | 0.17 | 4.9914 | 0.20034 | 27.6 | 1.2 | 21.6 | 0.041667 | 2 | Resting / sleeping | 1.75 | SYNTHETIC - scenario built by pairing a prototype shelter design with representative monthly climatology; not a record of a real, physically deployed shelter.
S016 | D04 | Cold / high-altitude | Matched | Leh | January | Leh-January | -8 | 25 | 2 | 166.6667 | 5 | M06 | 0.14 | 150 | M09 | 0.04 | 150 | 1.0714 | 3.75 | 0.17 | 4.9914 | 0.20034 | 45 | 1.8 | 52 | 0.038462 | 5 | Resting / sleeping | 1.75 | SYNTHETIC - scenario built by pairing a prototype shelter design with representative monthly climatology; not a record of a real, physically deployed shelter.
S017 | D04 | Cold / high-altitude | Matched | Leh | April | Leh-April | 7 | 30 | 4 | 270.8333 | 10 | M06 | 0.14 | 150 | M09 | 0.04 | 150 | 1.0714 | 3.75 | 0.17 | 4.9914 | 0.20034 | 45 | 1.8 | 52 | 0.038462 | 5 | Resting / sleeping | 1.75 | SYNTHETIC - scenario built by pairing a prototype shelter design with representative monthly climatology; not a record of a real, physically deployed shelter.
S018 | D04 | Cold / high-altitude | Matched | Leh | July | Leh-July | 19 | 38 | 3 | 283.3333 | 15 | M06 | 0.14 | 150 | M09 | 0.04 | 150 | 1.0714 | 3.75 | 0.17 | 4.9914 | 0.20034 | 45 | 1.8 | 52 | 0.038462 | 5 | Resting / sleeping | 1.75 | SYNTHETIC - scenario built by pairing a prototype shelter design with representative monthly climatology; not a record of a real, physically deployed shelter.
S019 | D04 | Cold / high-altitude | Matched | Leh | September | Leh-September | 14 | 35 | 3 | 250 | 8 | M06 | 0.14 | 150 | M09 | 0.04 | 150 | 1.0714 | 3.75 | 0.17 | 4.9914 | 0.20034 | 45 | 1.8 | 52 | 0.038462 | 5 | Resting / sleeping | 1.75 | SYNTHETIC - scenario built by pairing a prototype shelter design with representative monthly climatology; not a record of a real, physically deployed shelter.
S020 | D04 | Cold / high-altitude | Matched | Leh | November | Leh-November | -1 | 27 | 2 | 175 | 2 | M06 | 0.14 | 150 | M09 | 0.04 | 150 | 1.0714 | 3.75 | 0.17 | 4.9914 | 0.20034 | 45 | 1.8 | 52 | 0.038462 | 5 | Resting / sleeping | 1.75 | SYNTHETIC - scenario built by pairing a prototype shelter design with representative monthly climatology; not a record of a real, physically deployed shelter.
S021 | D05 | Cold / high-altitude | Matched | Leh | January | Leh-January | -8 | 25 | 2 | 166.6667 | 5 | M15 | 1 | 250 | M11 | 0.025 | 100 | 0.25 | 4 | 0.17 | 4.42 | 0.22624 | 27.6 | 1.2 | 21.6 | 0.041667 | 2 | Resting / sleeping | 1.75 | SYNTHETIC - scenario built by pairing a prototype shelter design with representative monthly climatology; not a record of a real, physically deployed shelter.
S022 | D05 | Cold / high-altitude | Matched | Leh | April | Leh-April | 7 | 30 | 4 | 270.8333 | 10 | M15 | 1 | 250 | M11 | 0.025 | 100 | 0.25 | 4 | 0.17 | 4.42 | 0.22624 | 27.6 | 1.2 | 21.6 | 0.041667 | 2 | Resting / sleeping | 1.75 | SYNTHETIC - scenario built by pairing a prototype shelter design with representative monthly climatology; not a record of a real, physically deployed shelter.
S023 | D05 | Cold / high-altitude | Matched | Leh | July | Leh-July | 19 | 38 | 3 | 283.3333 | 15 | M15 | 1 | 250 | M11 | 0.025 | 100 | 0.25 | 4 | 0.17 | 4.42 | 0.22624 | 27.6 | 1.2 | 21.6 | 0.041667 | 2 | Resting / sleeping | 1.75 | SYNTHETIC - scenario built by pairing a prototype shelter design with representative monthly climatology; not a record of a real, physically deployed shelter.
S024 | D05 | Cold / high-altitude | Matched | Leh | September | Leh-September | 14 | 35 | 3 | 250 | 8 | M15 | 1 | 250 | M11 | 0.025 | 100 | 0.25 | 4 | 0.17 | 4.42 | 0.22624 | 27.6 | 1.2 | 21.6 | 0.041667 | 2 | Resting / sleeping | 1.75 | SYNTHETIC - scenario built by pairing a prototype shelter design with representative monthly climatology; not a record of a real, physically deployed shelter.
S025 | D05 | Cold / high-altitude | Matched | Leh | November | Leh-November | -1 | 27 | 2 | 175 | 2 | M15 | 1 | 250 | M11 | 0.025 | 100 | 0.25 | 4 | 0.17 | 4.42 | 0.22624 | 27.6 | 1.2 | 21.6 | 0.041667 | 2 | Resting / sleeping | 1.75 | SYNTHETIC - scenario built by pairing a prototype shelter design with representative monthly climatology; not a record of a real, physically deployed shelter.
S026 | D06 | Cold / high-altitude | Matched | Leh | January | Leh-January | -8 | 25 | 2 | 166.6667 | 5 | M15 | 1 | 250 | M11 | 0.025 | 100 | 0.25 | 4 | 0.17 | 4.42 | 0.22624 | 45 | 1.8 | 52 | 0.038462 | 5 | Resting / sleeping | 1.75 | SYNTHETIC - scenario built by pairing a prototype shelter design with representative monthly climatology; not a record of a real, physically deployed shelter.
S027 | D06 | Cold / high-altitude | Matched | Leh | April | Leh-April | 7 | 30 | 4 | 270.8333 | 10 | M15 | 1 | 250 | M11 | 0.025 | 100 | 0.25 | 4 | 0.17 | 4.42 | 0.22624 | 45 | 1.8 | 52 | 0.038462 | 5 | Resting / sleeping | 1.75 | SYNTHETIC - scenario built by pairing a prototype shelter design with representative monthly climatology; not a record of a real, physically deployed shelter.
S028 | D06 | Cold / high-altitude | Matched | Leh | July | Leh-July | 19 | 38 | 3 | 283.3333 | 15 | M15 | 1 | 250 | M11 | 0.025 | 100 | 0.25 | 4 | 0.17 | 4.42 | 0.22624 | 45 | 1.8 | 52 | 0.038462 | 5 | Resting / sleeping | 1.75 | SYNTHETIC - scenario built by pairing a prototype shelter design with representative monthly climatology; not a record of a real, physically deployed shelter.
S029 | D06 | Cold / high-altitude | Matched | Leh | September | Leh-September | 14 | 35 | 3 | 250 | 8 | M15 | 1 | 250 | M11 | 0.025 | 100 | 0.25 | 4 | 0.17 | 4.42 | 0.22624 | 45 | 1.8 | 52 | 0.038462 | 5 | Resting / sleeping | 1.75 | SYNTHETIC - scenario built by pairing a prototype shelter design with representative monthly climatology; not a record of a real, physically deployed shelter.
S030 | D06 | Cold / high-altitude | Matched | Leh | November | Leh-November | -1 | 27 | 2 | 175 | 2 | M15 | 1 | 250 | M11 | 0.025 | 100 | 0.25 | 4 | 0.17 | 4.42 | 0.22624 | 45 | 1.8 | 52 | 0.038462 | 5 | Resting / sleeping | 1.75 | SYNTHETIC - scenario built by pairing a prototype shelter design with representative monthly climatology; not a record of a real, physically deployed shelter.
S031 | D07 | Cold / high-altitude | Matched | Leh | January | Leh-January | -8 | 25 | 2 | 166.6667 | 5 | M15 | 1 | 250 | M09 | 0.04 | 150 | 0.25 | 3.75 | 0.17 | 4.17 | 0.23981 | 27.6 | 1.2 | 21.6 | 0.041667 | 2 | Resting / sleeping | 1.75 | SYNTHETIC - scenario built by pairing a prototype shelter design with representative monthly climatology; not a record of a real, physically deployed shelter.
S032 | D07 | Cold / high-altitude | Matched | Leh | April | Leh-April | 7 | 30 | 4 | 270.8333 | 10 | M15 | 1 | 250 | M09 | 0.04 | 150 | 0.25 | 3.75 | 0.17 | 4.17 | 0.23981 | 27.6 | 1.2 | 21.6 | 0.041667 | 2 | Resting / sleeping | 1.75 | SYNTHETIC - scenario built by pairing a prototype shelter design with representative monthly climatology; not a record of a real, physically deployed shelter.
S033 | D07 | Cold / high-altitude | Matched | Leh | July | Leh-July | 19 | 38 | 3 | 283.3333 | 15 | M15 | 1 | 250 | M09 | 0.04 | 150 | 0.25 | 3.75 | 0.17 | 4.17 | 0.23981 | 27.6 | 1.2 | 21.6 | 0.041667 | 2 | Resting / sleeping | 1.75 | SYNTHETIC - scenario built by pairing a prototype shelter design with representative monthly climatology; not a record of a real, physically deployed shelter.
S034 | D07 | Cold / high-altitude | Matched | Leh | September | Leh-September | 14 | 35 | 3 | 250 | 8 | M15 | 1 | 250 | M09 | 0.04 | 150 | 0.25 | 3.75 | 0.17 | 4.17 | 0.23981 | 27.6 | 1.2 | 21.6 | 0.041667 | 2 | Resting / sleeping | 1.75 | SYNTHETIC - scenario built by pairing a prototype shelter design with representative monthly climatology; not a record of a real, physically deployed shelter.
S035 | D07 | Cold / high-altitude | Matched | Leh | November | Leh-November | -1 | 27 | 2 | 175 | 2 | M15 | 1 | 250 | M09 | 0.04 | 150 | 0.25 | 3.75 | 0.17 | 4.17 | 0.23981 | 27.6 | 1.2 | 21.6 | 0.041667 | 2 | Resting / sleeping | 1.75 | SYNTHETIC - scenario built by pairing a prototype shelter design with representative monthly climatology; not a record of a real, physically deployed shelter.
S036 | D08 | Cold / high-altitude | Matched | Leh | January | Leh-January | -8 | 25 | 2 | 166.6667 | 5 | M15 | 1 | 250 | M09 | 0.04 | 150 | 0.25 | 3.75 | 0.17 | 4.17 | 0.23981 | 45 | 1.8 | 52 | 0.038462 | 5 | Resting / sleeping | 1.75 | SYNTHETIC - scenario built by pairing a prototype shelter design with representative monthly climatology; not a record of a real, physically deployed shelter.
S037 | D08 | Cold / high-altitude | Matched | Leh | April | Leh-April | 7 | 30 | 4 | 270.8333 | 10 | M15 | 1 | 250 | M09 | 0.04 | 150 | 0.25 | 3.75 | 0.17 | 4.17 | 0.23981 | 45 | 1.8 | 52 | 0.038462 | 5 | Resting / sleeping | 1.75 | SYNTHETIC - scenario built by pairing a prototype shelter design with representative monthly climatology; not a record of a real, physically deployed shelter.
S038 | D08 | Cold / high-altitude | Matched | Leh | July | Leh-July | 19 | 38 | 3 | 283.3333 | 15 | M15 | 1 | 250 | M09 | 0.04 | 150 | 0.25 | 3.75 | 0.17 | 4.17 | 0.23981 | 45 | 1.8 | 52 | 0.038462 | 5 | Resting / sleeping | 1.75 | SYNTHETIC - scenario built by pairing a prototype shelter design with representative monthly climatology; not a record of a real, physically deployed shelter.
S039 | D08 | Cold / high-altitude | Matched | Leh | September | Leh-September | 14 | 35 | 3 | 250 | 8 | M15 | 1 | 250 | M09 | 0.04 | 150 | 0.25 | 3.75 | 0.17 | 4.17 | 0.23981 | 45 | 1.8 | 52 | 0.038462 | 5 | Resting / sleeping | 1.75 | SYNTHETIC - scenario built by pairing a prototype shelter design with representative monthly climatology; not a record of a real, physically deployed shelter.
S040 | D08 | Cold / high-altitude | Matched | Leh | November | Leh-November | -1 | 27 | 2 | 175 | 2 | M15 | 1 | 250 | M09 | 0.04 | 150 | 0.25 | 3.75 | 0.17 | 4.17 | 0.23981 | 45 | 1.8 | 52 | 0.038462 | 5 | Resting / sleeping | 1.75 | SYNTHETIC - scenario built by pairing a prototype shelter design with representative monthly climatology; not a record of a real, physically deployed shelter.
S041 | D09 | Hot-dry | Matched | Jaisalmer | January | Jaisalmer-January | 15 | 35 | 2 | 187.5 | 3 | M02 | 0.7 | 230 | None | 0 | 0 | 0.32857 | 0 | 0.17 | 0.49857 | 2.0057 | 32.8 | 1 | 27.3 | 0.029586 | 2 | Light | 0.5 | SYNTHETIC - scenario built by pairing a prototype shelter design with representative monthly climatology; not a record of a real, physically deployed shelter.
S042 | D09 | Hot-dry | Matched | Jaisalmer | April | Jaisalmer-April | 32 | 20 | 4.5 | 283.3333 | 2 | M02 | 0.7 | 230 | None | 0 | 0 | 0.32857 | 0 | 0.17 | 0.49857 | 2.0057 | 32.8 | 1 | 27.3 | 0.029586 | 2 | Light | 0.5 | SYNTHETIC - scenario built by pairing a prototype shelter design with representative monthly climatology; not a record of a real, physically deployed shelter.
S043 | D09 | Hot-dry | Matched | Jaisalmer | July | Jaisalmer-July | 34 | 50 | 3.5 | 229.1667 | 60 | M02 | 0.7 | 230 | None | 0 | 0 | 0.32857 | 0 | 0.17 | 0.49857 | 2.0057 | 32.8 | 1 | 27.3 | 0.029586 | 2 | Light | 0.5 | SYNTHETIC - scenario built by pairing a prototype shelter design with representative monthly climatology; not a record of a real, physically deployed shelter.
S044 | D09 | Hot-dry | Matched | Jaisalmer | September | Jaisalmer-September | 32 | 45 | 2.5 | 241.6667 | 25 | M02 | 0.7 | 230 | None | 0 | 0 | 0.32857 | 0 | 0.17 | 0.49857 | 2.0057 | 32.8 | 1 | 27.3 | 0.029586 | 2 | Light | 0.5 | SYNTHETIC - scenario built by pairing a prototype shelter design with representative monthly climatology; not a record of a real, physically deployed shelter.
S045 | D09 | Hot-dry | Matched | Jaisalmer | November | Jaisalmer-November | 21 | 30 | 2 | 200 | 2 | M02 | 0.7 | 230 | None | 0 | 0 | 0.32857 | 0 | 0.17 | 0.49857 | 2.0057 | 32.8 | 1 | 27.3 | 0.029586 | 2 | Light | 0.5 | SYNTHETIC - scenario built by pairing a prototype shelter design with representative monthly climatology; not a record of a real, physically deployed shelter.
S046 | D10 | Hot-dry | Matched | Jaisalmer | January | Jaisalmer-January | 15 | 35 | 2 | 187.5 | 3 | M02 | 0.7 | 230 | None | 0 | 0 | 0.32857 | 0 | 0.17 | 0.49857 | 2.0057 | 51.6 | 1.6 | 63 | 0.030075 | 5 | Light | 0.5 | SYNTHETIC - scenario built by pairing a prototype shelter design with representative monthly climatology; not a record of a real, physically deployed shelter.
S047 | D10 | Hot-dry | Matched | Jaisalmer | April | Jaisalmer-April | 32 | 20 | 4.5 | 283.3333 | 2 | M02 | 0.7 | 230 | None | 0 | 0 | 0.32857 | 0 | 0.17 | 0.49857 | 2.0057 | 51.6 | 1.6 | 63 | 0.030075 | 5 | Light | 0.5 | SYNTHETIC - scenario built by pairing a prototype shelter design with representative monthly climatology; not a record of a real, physically deployed shelter.
S048 | D10 | Hot-dry | Matched | Jaisalmer | July | Jaisalmer-July | 34 | 50 | 3.5 | 229.1667 | 60 | M02 | 0.7 | 230 | None | 0 | 0 | 0.32857 | 0 | 0.17 | 0.49857 | 2.0057 | 51.6 | 1.6 | 63 | 0.030075 | 5 | Light | 0.5 | SYNTHETIC - scenario built by pairing a prototype shelter design with representative monthly climatology; not a record of a real, physically deployed shelter.
S049 | D10 | Hot-dry | Matched | Jaisalmer | September | Jaisalmer-September | 32 | 45 | 2.5 | 241.6667 | 25 | M02 | 0.7 | 230 | None | 0 | 0 | 0.32857 | 0 | 0.17 | 0.49857 | 2.0057 | 51.6 | 1.6 | 63 | 0.030075 | 5 | Light | 0.5 | SYNTHETIC - scenario built by pairing a prototype shelter design with representative monthly climatology; not a record of a real, physically deployed shelter.
S050 | D10 | Hot-dry | Matched | Jaisalmer | November | Jaisalmer-November | 21 | 30 | 2 | 200 | 2 | M02 | 0.7 | 230 | None | 0 | 0 | 0.32857 | 0 | 0.17 | 0.49857 | 2.0057 | 51.6 | 1.6 | 63 | 0.030075 | 5 | Light | 0.5 | SYNTHETIC - scenario built by pairing a prototype shelter design with representative monthly climatology; not a record of a real, physically deployed shelter.
S051 | D11 | Hot-dry | Matched | Jaisalmer | January | Jaisalmer-January | 15 | 35 | 2 | 187.5 | 3 | M02 | 0.7 | 230 | M08 | 0.031 | 30 | 0.32857 | 0.96774 | 0.17 | 1.4663 | 0.68198 | 32.8 | 1 | 27.3 | 0.029586 | 2 | Light | 0.5 | SYNTHETIC - scenario built by pairing a prototype shelter design with representative monthly climatology; not a record of a real, physically deployed shelter.
S052 | D11 | Hot-dry | Matched | Jaisalmer | April | Jaisalmer-April | 32 | 20 | 4.5 | 283.3333 | 2 | M02 | 0.7 | 230 | M08 | 0.031 | 30 | 0.32857 | 0.96774 | 0.17 | 1.4663 | 0.68198 | 32.8 | 1 | 27.3 | 0.029586 | 2 | Light | 0.5 | SYNTHETIC - scenario built by pairing a prototype shelter design with representative monthly climatology; not a record of a real, physically deployed shelter.
S053 | D11 | Hot-dry | Matched | Jaisalmer | July | Jaisalmer-July | 34 | 50 | 3.5 | 229.1667 | 60 | M02 | 0.7 | 230 | M08 | 0.031 | 30 | 0.32857 | 0.96774 | 0.17 | 1.4663 | 0.68198 | 32.8 | 1 | 27.3 | 0.029586 | 2 | Light | 0.5 | SYNTHETIC - scenario built by pairing a prototype shelter design with representative monthly climatology; not a record of a real, physically deployed shelter.
S054 | D11 | Hot-dry | Matched | Jaisalmer | September | Jaisalmer-September | 32 | 45 | 2.5 | 241.6667 | 25 | M02 | 0.7 | 230 | M08 | 0.031 | 30 | 0.32857 | 0.96774 | 0.17 | 1.4663 | 0.68198 | 32.8 | 1 | 27.3 | 0.029586 | 2 | Light | 0.5 | SYNTHETIC - scenario built by pairing a prototype shelter design with representative monthly climatology; not a record of a real, physically deployed shelter.
S055 | D11 | Hot-dry | Matched | Jaisalmer | November | Jaisalmer-November | 21 | 30 | 2 | 200 | 2 | M02 | 0.7 | 230 | M08 | 0.031 | 30 | 0.32857 | 0.96774 | 0.17 | 1.4663 | 0.68198 | 32.8 | 1 | 27.3 | 0.029586 | 2 | Light | 0.5 | SYNTHETIC - scenario built by pairing a prototype shelter design with representative monthly climatology; not a record of a real, physically deployed shelter.
S056 | D12 | Hot-dry | Matched | Jaisalmer | January | Jaisalmer-January | 15 | 35 | 2 | 187.5 | 3 | M02 | 0.7 | 230 | M08 | 0.031 | 30 | 0.32857 | 0.96774 | 0.17 | 1.4663 | 0.68198 | 51.6 | 1.6 | 63 | 0.030075 | 5 | Light | 0.5 | SYNTHETIC - scenario built by pairing a prototype shelter design with representative monthly climatology; not a record of a real, physically deployed shelter.
S057 | D12 | Hot-dry | Matched | Jaisalmer | April | Jaisalmer-April | 32 | 20 | 4.5 | 283.3333 | 2 | M02 | 0.7 | 230 | M08 | 0.031 | 30 | 0.32857 | 0.96774 | 0.17 | 1.4663 | 0.68198 | 51.6 | 1.6 | 63 | 0.030075 | 5 | Light | 0.5 | SYNTHETIC - scenario built by pairing a prototype shelter design with representative monthly climatology; not a record of a real, physically deployed shelter.
S058 | D12 | Hot-dry | Matched | Jaisalmer | July | Jaisalmer-July | 34 | 50 | 3.5 | 229.1667 | 60 | M02 | 0.7 | 230 | M08 | 0.031 | 30 | 0.32857 | 0.96774 | 0.17 | 1.4663 | 0.68198 | 51.6 | 1.6 | 63 | 0.030075 | 5 | Light | 0.5 | SYNTHETIC - scenario built by pairing a prototype shelter design with representative monthly climatology; not a record of a real, physically deployed shelter.
S059 | D12 | Hot-dry | Matched | Jaisalmer | September | Jaisalmer-September | 32 | 45 | 2.5 | 241.6667 | 25 | M02 | 0.7 | 230 | M08 | 0.031 | 30 | 0.32857 | 0.96774 | 0.17 | 1.4663 | 0.68198 | 51.6 | 1.6 | 63 | 0.030075 | 5 | Light | 0.5 | SYNTHETIC - scenario built by pairing a prototype shelter design with representative monthly climatology; not a record of a real, physically deployed shelter.
S060 | D12 | Hot-dry | Matched | Jaisalmer | November | Jaisalmer-November | 21 | 30 | 2 | 200 | 2 | M02 | 0.7 | 230 | M08 | 0.031 | 30 | 0.32857 | 0.96774 | 0.17 | 1.4663 | 0.68198 | 51.6 | 1.6 | 63 | 0.030075 | 5 | Light | 0.5 | SYNTHETIC - scenario built by pairing a prototype shelter design with representative monthly climatology; not a record of a real, physically deployed shelter.
S061 | D13 | Hot-dry | Matched | Jaisalmer | January | Jaisalmer-January | 15 | 35 | 2 | 187.5 | 3 | M14 | 0.6 | 300 | None | 0 | 0 | 0.5 | 0 | 0.17 | 0.67 | 1.4925 | 32.8 | 1 | 27.3 | 0.029586 | 2 | Light | 0.5 | SYNTHETIC - scenario built by pairing a prototype shelter design with representative monthly climatology; not a record of a real, physically deployed shelter.
S062 | D13 | Hot-dry | Matched | Jaisalmer | April | Jaisalmer-April | 32 | 20 | 4.5 | 283.3333 | 2 | M14 | 0.6 | 300 | None | 0 | 0 | 0.5 | 0 | 0.17 | 0.67 | 1.4925 | 32.8 | 1 | 27.3 | 0.029586 | 2 | Light | 0.5 | SYNTHETIC - scenario built by pairing a prototype shelter design with representative monthly climatology; not a record of a real, physically deployed shelter.
S063 | D13 | Hot-dry | Matched | Jaisalmer | July | Jaisalmer-July | 34 | 50 | 3.5 | 229.1667 | 60 | M14 | 0.6 | 300 | None | 0 | 0 | 0.5 | 0 | 0.17 | 0.67 | 1.4925 | 32.8 | 1 | 27.3 | 0.029586 | 2 | Light | 0.5 | SYNTHETIC - scenario built by pairing a prototype shelter design with representative monthly climatology; not a record of a real, physically deployed shelter.
S064 | D13 | Hot-dry | Matched | Jaisalmer | September | Jaisalmer-September | 32 | 45 | 2.5 | 241.6667 | 25 | M14 | 0.6 | 300 | None | 0 | 0 | 0.5 | 0 | 0.17 | 0.67 | 1.4925 | 32.8 | 1 | 27.3 | 0.029586 | 2 | Light | 0.5 | SYNTHETIC - scenario built by pairing a prototype shelter design with representative monthly climatology; not a record of a real, physically deployed shelter.
S065 | D13 | Hot-dry | Matched | Jaisalmer | November | Jaisalmer-November | 21 | 30 | 2 | 200 | 2 | M14 | 0.6 | 300 | None | 0 | 0 | 0.5 | 0 | 0.17 | 0.67 | 1.4925 | 32.8 | 1 | 27.3 | 0.029586 | 2 | Light | 0.5 | SYNTHETIC - scenario built by pairing a prototype shelter design with representative monthly climatology; not a record of a real, physically deployed shelter.
S066 | D14 | Hot-dry | Matched | Jaisalmer | January | Jaisalmer-January | 15 | 35 | 2 | 187.5 | 3 | M14 | 0.6 | 300 | None | 0 | 0 | 0.5 | 0 | 0.17 | 0.67 | 1.4925 | 51.6 | 1.6 | 63 | 0.030075 | 5 | Light | 0.5 | SYNTHETIC - scenario built by pairing a prototype shelter design with representative monthly climatology; not a record of a real, physically deployed shelter.
S067 | D14 | Hot-dry | Matched | Jaisalmer | April | Jaisalmer-April | 32 | 20 | 4.5 | 283.3333 | 2 | M14 | 0.6 | 300 | None | 0 | 0 | 0.5 | 0 | 0.17 | 0.67 | 1.4925 | 51.6 | 1.6 | 63 | 0.030075 | 5 | Light | 0.5 | SYNTHETIC - scenario built by pairing a prototype shelter design with representative monthly climatology; not a record of a real, physically deployed shelter.
S068 | D14 | Hot-dry | Matched | Jaisalmer | July | Jaisalmer-July | 34 | 50 | 3.5 | 229.1667 | 60 | M14 | 0.6 | 300 | None | 0 | 0 | 0.5 | 0 | 0.17 | 0.67 | 1.4925 | 51.6 | 1.6 | 63 | 0.030075 | 5 | Light | 0.5 | SYNTHETIC - scenario built by pairing a prototype shelter design with representative monthly climatology; not a record of a real, physically deployed shelter.
S069 | D14 | Hot-dry | Matched | Jaisalmer | September | Jaisalmer-September | 32 | 45 | 2.5 | 241.6667 | 25 | M14 | 0.6 | 300 | None | 0 | 0 | 0.5 | 0 | 0.17 | 0.67 | 1.4925 | 51.6 | 1.6 | 63 | 0.030075 | 5 | Light | 0.5 | SYNTHETIC - scenario built by pairing a prototype shelter design with representative monthly climatology; not a record of a real, physically deployed shelter.
S070 | D14 | Hot-dry | Matched | Jaisalmer | November | Jaisalmer-November | 21 | 30 | 2 | 200 | 2 | M14 | 0.6 | 300 | None | 0 | 0 | 0.5 | 0 | 0.17 | 0.67 | 1.4925 | 51.6 | 1.6 | 63 | 0.030075 | 5 | Light | 0.5 | SYNTHETIC - scenario built by pairing a prototype shelter design with representative monthly climatology; not a record of a real, physically deployed shelter.
S071 | D15 | Hot-dry | Matched | Jaisalmer | January | Jaisalmer-January | 15 | 35 | 2 | 187.5 | 3 | M14 | 0.6 | 300 | M08 | 0.031 | 30 | 0.5 | 0.96774 | 0.17 | 1.6377 | 0.6106 | 32.8 | 1 | 27.3 | 0.029586 | 2 | Light | 0.5 | SYNTHETIC - scenario built by pairing a prototype shelter design with representative monthly climatology; not a record of a real, physically deployed shelter.
S072 | D15 | Hot-dry | Matched | Jaisalmer | April | Jaisalmer-April | 32 | 20 | 4.5 | 283.3333 | 2 | M14 | 0.6 | 300 | M08 | 0.031 | 30 | 0.5 | 0.96774 | 0.17 | 1.6377 | 0.6106 | 32.8 | 1 | 27.3 | 0.029586 | 2 | Light | 0.5 | SYNTHETIC - scenario built by pairing a prototype shelter design with representative monthly climatology; not a record of a real, physically deployed shelter.
S073 | D15 | Hot-dry | Matched | Jaisalmer | July | Jaisalmer-July | 34 | 50 | 3.5 | 229.1667 | 60 | M14 | 0.6 | 300 | M08 | 0.031 | 30 | 0.5 | 0.96774 | 0.17 | 1.6377 | 0.6106 | 32.8 | 1 | 27.3 | 0.029586 | 2 | Light | 0.5 | SYNTHETIC - scenario built by pairing a prototype shelter design with representative monthly climatology; not a record of a real, physically deployed shelter.
S074 | D15 | Hot-dry | Matched | Jaisalmer | September | Jaisalmer-September | 32 | 45 | 2.5 | 241.6667 | 25 | M14 | 0.6 | 300 | M08 | 0.031 | 30 | 0.5 | 0.96774 | 0.17 | 1.6377 | 0.6106 | 32.8 | 1 | 27.3 | 0.029586 | 2 | Light | 0.5 | SYNTHETIC - scenario built by pairing a prototype shelter design with representative monthly climatology; not a record of a real, physically deployed shelter.
S075 | D15 | Hot-dry | Matched | Jaisalmer | November | Jaisalmer-November | 21 | 30 | 2 | 200 | 2 | M14 | 0.6 | 300 | M08 | 0.031 | 30 | 0.5 | 0.96774 | 0.17 | 1.6377 | 0.6106 | 32.8 | 1 | 27.3 | 0.029586 | 2 | Light | 0.5 | SYNTHETIC - scenario built by pairing a prototype shelter design with representative monthly climatology; not a record of a real, physically deployed shelter.
S076 | D16 | Hot-dry | Matched | Jaisalmer | January | Jaisalmer-January | 15 | 35 | 2 | 187.5 | 3 | M14 | 0.6 | 300 | M08 | 0.031 | 30 | 0.5 | 0.96774 | 0.17 | 1.6377 | 0.6106 | 51.6 | 1.6 | 63 | 0.030075 | 5 | Light | 0.5 | SYNTHETIC - scenario built by pairing a prototype shelter design with representative monthly climatology; not a record of a real, physically deployed shelter.
S077 | D16 | Hot-dry | Matched | Jaisalmer | April | Jaisalmer-April | 32 | 20 | 4.5 | 283.3333 | 2 | M14 | 0.6 | 300 | M08 | 0.031 | 30 | 0.5 | 0.96774 | 0.17 | 1.6377 | 0.6106 | 51.6 | 1.6 | 63 | 0.030075 | 5 | Light | 0.5 | SYNTHETIC - scenario built by pairing a prototype shelter design with representative monthly climatology; not a record of a real, physically deployed shelter.
S078 | D16 | Hot-dry | Matched | Jaisalmer | July | Jaisalmer-July | 34 | 50 | 3.5 | 229.1667 | 60 | M14 | 0.6 | 300 | M08 | 0.031 | 30 | 0.5 | 0.96774 | 0.17 | 1.6377 | 0.6106 | 51.6 | 1.6 | 63 | 0.030075 | 5 | Light | 0.5 | SYNTHETIC - scenario built by pairing a prototype shelter design with representative monthly climatology; not a record of a real, physically deployed shelter.
S079 | D16 | Hot-dry | Matched | Jaisalmer | September | Jaisalmer-September | 32 | 45 | 2.5 | 241.6667 | 25 | M14 | 0.6 | 300 | M08 | 0.031 | 30 | 0.5 | 0.96774 | 0.17 | 1.6377 | 0.6106 | 51.6 | 1.6 | 63 | 0.030075 | 5 | Light | 0.5 | SYNTHETIC - scenario built by pairing a prototype shelter design with representative monthly climatology; not a record of a real, physically deployed shelter.
S080 | D16 | Hot-dry | Matched | Jaisalmer | November | Jaisalmer-November | 21 | 30 | 2 | 200 | 2 | M14 | 0.6 | 300 | M08 | 0.031 | 30 | 0.5 | 0.96774 | 0.17 | 1.6377 | 0.6106 | 51.6 | 1.6 | 63 | 0.030075 | 5 | Light | 0.5 | SYNTHETIC - scenario built by pairing a prototype shelter design with representative monthly climatology; not a record of a real, physically deployed shelter.
S081 | D25 | Temperate | Matched | Srinagar | January | Srinagar-January | 3 | 55 | 1.5 | 104.1667 | 70 | M02 | 0.7 | 230 | M10 | 0.038 | 50 | 0.32857 | 1.3158 | 0.17 | 1.8144 | 0.55116 | 35 | 1.4 | 31.85 | 0.038462 | 3 | Light-moderate | 1 | SYNTHETIC - scenario built by pairing a prototype shelter design with representative monthly climatology; not a record of a real, physically deployed shelter.
S082 | D25 | Temperate | Matched | Srinagar | April | Srinagar-April | 15 | 50 | 2.5 | 208.3333 | 90 | M02 | 0.7 | 230 | M10 | 0.038 | 50 | 0.32857 | 1.3158 | 0.17 | 1.8144 | 0.55116 | 35 | 1.4 | 31.85 | 0.038462 | 3 | Light-moderate | 1 | SYNTHETIC - scenario built by pairing a prototype shelter design with representative monthly climatology; not a record of a real, physically deployed shelter.
S083 | D25 | Temperate | Matched | Srinagar | July | Srinagar-July | 26 | 60 | 1.8 | 208.3333 | 60 | M02 | 0.7 | 230 | M10 | 0.038 | 50 | 0.32857 | 1.3158 | 0.17 | 1.8144 | 0.55116 | 35 | 1.4 | 31.85 | 0.038462 | 3 | Light-moderate | 1 | SYNTHETIC - scenario built by pairing a prototype shelter design with representative monthly climatology; not a record of a real, physically deployed shelter.
S084 | D25 | Temperate | Matched | Srinagar | September | Srinagar-September | 22 | 55 | 1.8 | 187.5 | 50 | M02 | 0.7 | 230 | M10 | 0.038 | 50 | 0.32857 | 1.3158 | 0.17 | 1.8144 | 0.55116 | 35 | 1.4 | 31.85 | 0.038462 | 3 | Light-moderate | 1 | SYNTHETIC - scenario built by pairing a prototype shelter design with representative monthly climatology; not a record of a real, physically deployed shelter.
S085 | D25 | Temperate | Matched | Srinagar | November | Srinagar-November | 10 | 50 | 1.5 | 125 | 30 | M02 | 0.7 | 230 | M10 | 0.038 | 50 | 0.32857 | 1.3158 | 0.17 | 1.8144 | 0.55116 | 35 | 1.4 | 31.85 | 0.038462 | 3 | Light-moderate | 1 | SYNTHETIC - scenario built by pairing a prototype shelter design with representative monthly climatology; not a record of a real, physically deployed shelter.
S086 | D26 | Temperate | Matched | Srinagar | January | Srinagar-January | 3 | 55 | 1.5 | 104.1667 | 70 | M02 | 0.7 | 230 | M10 | 0.038 | 50 | 0.32857 | 1.3158 | 0.17 | 1.8144 | 0.55116 | 49.3 | 2 | 60.75 | 0.038986 | 6 | Light-moderate | 1 | SYNTHETIC - scenario built by pairing a prototype shelter design with representative monthly climatology; not a record of a real, physically deployed shelter.
S087 | D26 | Temperate | Matched | Srinagar | April | Srinagar-April | 15 | 50 | 2.5 | 208.3333 | 90 | M02 | 0.7 | 230 | M10 | 0.038 | 50 | 0.32857 | 1.3158 | 0.17 | 1.8144 | 0.55116 | 49.3 | 2 | 60.75 | 0.038986 | 6 | Light-moderate | 1 | SYNTHETIC - scenario built by pairing a prototype shelter design with representative monthly climatology; not a record of a real, physically deployed shelter.
S088 | D26 | Temperate | Matched | Srinagar | July | Srinagar-July | 26 | 60 | 1.8 | 208.3333 | 60 | M02 | 0.7 | 230 | M10 | 0.038 | 50 | 0.32857 | 1.3158 | 0.17 | 1.8144 | 0.55116 | 49.3 | 2 | 60.75 | 0.038986 | 6 | Light-moderate | 1 | SYNTHETIC - scenario built by pairing a prototype shelter design with representative monthly climatology; not a record of a real, physically deployed shelter.
S089 | D26 | Temperate | Matched | Srinagar | September | Srinagar-September | 22 | 55 | 1.8 | 187.5 | 50 | M02 | 0.7 | 230 | M10 | 0.038 | 50 | 0.32857 | 1.3158 | 0.17 | 1.8144 | 0.55116 | 49.3 | 2 | 60.75 | 0.038986 | 6 | Light-moderate | 1 | SYNTHETIC - scenario built by pairing a prototype shelter design with representative monthly climatology; not a record of a real, physically deployed shelter.
S090 | D26 | Temperate | Matched | Srinagar | November | Srinagar-November | 10 | 50 | 1.5 | 125 | 30 | M02 | 0.7 | 230 | M10 | 0.038 | 50 | 0.32857 | 1.3158 | 0.17 | 1.8144 | 0.55116 | 49.3 | 2 | 60.75 | 0.038986 | 6 | Light-moderate | 1 | SYNTHETIC - scenario built by pairing a prototype shelter design with representative monthly climatology; not a record of a real, physically deployed shelter.
S091 | D27 | Temperate | Matched | Srinagar | January | Srinagar-January | 3 | 55 | 1.5 | 104.1667 | 70 | M02 | 0.7 | 230 | M10 | 0.038 | 100 | 0.32857 | 2.6316 | 0.17 | 3.1302 | 0.31947 | 35 | 1.4 | 31.85 | 0.038462 | 3 | Light-moderate | 1 | SYNTHETIC - scenario built by pairing a prototype shelter design with representative monthly climatology; not a record of a real, physically deployed shelter.
S092 | D27 | Temperate | Matched | Srinagar | April | Srinagar-April | 15 | 50 | 2.5 | 208.3333 | 90 | M02 | 0.7 | 230 | M10 | 0.038 | 100 | 0.32857 | 2.6316 | 0.17 | 3.1302 | 0.31947 | 35 | 1.4 | 31.85 | 0.038462 | 3 | Light-moderate | 1 | SYNTHETIC - scenario built by pairing a prototype shelter design with representative monthly climatology; not a record of a real, physically deployed shelter.
S093 | D27 | Temperate | Matched | Srinagar | July | Srinagar-July | 26 | 60 | 1.8 | 208.3333 | 60 | M02 | 0.7 | 230 | M10 | 0.038 | 100 | 0.32857 | 2.6316 | 0.17 | 3.1302 | 0.31947 | 35 | 1.4 | 31.85 | 0.038462 | 3 | Light-moderate | 1 | SYNTHETIC - scenario built by pairing a prototype shelter design with representative monthly climatology; not a record of a real, physically deployed shelter.
S094 | D27 | Temperate | Matched | Srinagar | September | Srinagar-September | 22 | 55 | 1.8 | 187.5 | 50 | M02 | 0.7 | 230 | M10 | 0.038 | 100 | 0.32857 | 2.6316 | 0.17 | 3.1302 | 0.31947 | 35 | 1.4 | 31.85 | 0.038462 | 3 | Light-moderate | 1 | SYNTHETIC - scenario built by pairing a prototype shelter design with representative monthly climatology; not a record of a real, physically deployed shelter.
S095 | D27 | Temperate | Matched | Srinagar | November | Srinagar-November | 10 | 50 | 1.5 | 125 | 30 | M02 | 0.7 | 230 | M10 | 0.038 | 100 | 0.32857 | 2.6316 | 0.17 | 3.1302 | 0.31947 | 35 | 1.4 | 31.85 | 0.038462 | 3 | Light-moderate | 1 | SYNTHETIC - scenario built by pairing a prototype shelter design with representative monthly climatology; not a record of a real, physically deployed shelter.
S096 | D28 | Temperate | Matched | Srinagar | January | Srinagar-January | 3 | 55 | 1.5 | 104.1667 | 70 | M02 | 0.7 | 230 | M10 | 0.038 | 100 | 0.32857 | 2.6316 | 0.17 | 3.1302 | 0.31947 | 49.3 | 2 | 60.75 | 0.038986 | 6 | Light-moderate | 1 | SYNTHETIC - scenario built by pairing a prototype shelter design with representative monthly climatology; not a record of a real, physically deployed shelter.
S097 | D28 | Temperate | Matched | Srinagar | April | Srinagar-April | 15 | 50 | 2.5 | 208.3333 | 90 | M02 | 0.7 | 230 | M10 | 0.038 | 100 | 0.32857 | 2.6316 | 0.17 | 3.1302 | 0.31947 | 49.3 | 2 | 60.75 | 0.038986 | 6 | Light-moderate | 1 | SYNTHETIC - scenario built by pairing a prototype shelter design with representative monthly climatology; not a record of a real, physically deployed shelter.
S098 | D28 | Temperate | Matched | Srinagar | July | Srinagar-July | 26 | 60 | 1.8 | 208.3333 | 60 | M02 | 0.7 | 230 | M10 | 0.038 | 100 | 0.32857 | 2.6316 | 0.17 | 3.1302 | 0.31947 | 49.3 | 2 | 60.75 | 0.038986 | 6 | Light-moderate | 1 | SYNTHETIC - scenario built by pairing a prototype shelter design with representative monthly climatology; not a record of a real, physically deployed shelter.
S099 | D28 | Temperate | Matched | Srinagar | September | Srinagar-September | 22 | 55 | 1.8 | 187.5 | 50 | M02 | 0.7 | 230 | M10 | 0.038 | 100 | 0.32857 | 2.6316 | 0.17 | 3.1302 | 0.31947 | 49.3 | 2 | 60.75 | 0.038986 | 6 | Light-moderate | 1 | SYNTHETIC - scenario built by pairing a prototype shelter design with representative monthly climatology; not a record of a real, physically deployed shelter.
S100 | D28 | Temperate | Matched | Srinagar | November | Srinagar-November | 10 | 50 | 1.5 | 125 | 30 | M02 | 0.7 | 230 | M10 | 0.038 | 100 | 0.32857 | 2.6316 | 0.17 | 3.1302 | 0.31947 | 49.3 | 2 | 60.75 | 0.038986 | 6 | Light-moderate | 1 | SYNTHETIC - scenario built by pairing a prototype shelter design with representative monthly climatology; not a record of a real, physically deployed shelter.
S101 | D29 | Temperate | Matched | Srinagar | January | Srinagar-January | 3 | 55 | 1.5 | 104.1667 | 70 | M06 | 0.14 | 150 | M10 | 0.038 | 50 | 1.0714 | 1.3158 | 0.17 | 2.5572 | 0.39105 | 35 | 1.4 | 31.85 | 0.038462 | 3 | Light-moderate | 1 | SYNTHETIC - scenario built by pairing a prototype shelter design with representative monthly climatology; not a record of a real, physically deployed shelter.
S102 | D29 | Temperate | Matched | Srinagar | April | Srinagar-April | 15 | 50 | 2.5 | 208.3333 | 90 | M06 | 0.14 | 150 | M10 | 0.038 | 50 | 1.0714 | 1.3158 | 0.17 | 2.5572 | 0.39105 | 35 | 1.4 | 31.85 | 0.038462 | 3 | Light-moderate | 1 | SYNTHETIC - scenario built by pairing a prototype shelter design with representative monthly climatology; not a record of a real, physically deployed shelter.
S103 | D29 | Temperate | Matched | Srinagar | July | Srinagar-July | 26 | 60 | 1.8 | 208.3333 | 60 | M06 | 0.14 | 150 | M10 | 0.038 | 50 | 1.0714 | 1.3158 | 0.17 | 2.5572 | 0.39105 | 35 | 1.4 | 31.85 | 0.038462 | 3 | Light-moderate | 1 | SYNTHETIC - scenario built by pairing a prototype shelter design with representative monthly climatology; not a record of a real, physically deployed shelter.
S104 | D29 | Temperate | Matched | Srinagar | September | Srinagar-September | 22 | 55 | 1.8 | 187.5 | 50 | M06 | 0.14 | 150 | M10 | 0.038 | 50 | 1.0714 | 1.3158 | 0.17 | 2.5572 | 0.39105 | 35 | 1.4 | 31.85 | 0.038462 | 3 | Light-moderate | 1 | SYNTHETIC - scenario built by pairing a prototype shelter design with representative monthly climatology; not a record of a real, physically deployed shelter.
S105 | D29 | Temperate | Matched | Srinagar | November | Srinagar-November | 10 | 50 | 1.5 | 125 | 30 | M06 | 0.14 | 150 | M10 | 0.038 | 50 | 1.0714 | 1.3158 | 0.17 | 2.5572 | 0.39105 | 35 | 1.4 | 31.85 | 0.038462 | 3 | Light-moderate | 1 | SYNTHETIC - scenario built by pairing a prototype shelter design with representative monthly climatology; not a record of a real, physically deployed shelter.
S106 | D30 | Temperate | Matched | Srinagar | January | Srinagar-January | 3 | 55 | 1.5 | 104.1667 | 70 | M06 | 0.14 | 150 | M10 | 0.038 | 50 | 1.0714 | 1.3158 | 0.17 | 2.5572 | 0.39105 | 49.3 | 2 | 60.75 | 0.038986 | 6 | Light-moderate | 1 | SYNTHETIC - scenario built by pairing a prototype shelter design with representative monthly climatology; not a record of a real, physically deployed shelter.
S107 | D30 | Temperate | Matched | Srinagar | April | Srinagar-April | 15 | 50 | 2.5 | 208.3333 | 90 | M06 | 0.14 | 150 | M10 | 0.038 | 50 | 1.0714 | 1.3158 | 0.17 | 2.5572 | 0.39105 | 49.3 | 2 | 60.75 | 0.038986 | 6 | Light-moderate | 1 | SYNTHETIC - scenario built by pairing a prototype shelter design with representative monthly climatology; not a record of a real, physically deployed shelter.
S108 | D30 | Temperate | Matched | Srinagar | July | Srinagar-July | 26 | 60 | 1.8 | 208.3333 | 60 | M06 | 0.14 | 150 | M10 | 0.038 | 50 | 1.0714 | 1.3158 | 0.17 | 2.5572 | 0.39105 | 49.3 | 2 | 60.75 | 0.038986 | 6 | Light-moderate | 1 | SYNTHETIC - scenario built by pairing a prototype shelter design with representative monthly climatology; not a record of a real, physically deployed shelter.
S109 | D30 | Temperate | Matched | Srinagar | September | Srinagar-September | 22 | 55 | 1.8 | 187.5 | 50 | M06 | 0.14 | 150 | M10 | 0.038 | 50 | 1.0714 | 1.3158 | 0.17 | 2.5572 | 0.39105 | 49.3 | 2 | 60.75 | 0.038986 | 6 | Light-moderate | 1 | SYNTHETIC - scenario built by pairing a prototype shelter design with representative monthly climatology; not a record of a real, physically deployed shelter.
S110 | D30 | Temperate | Matched | Srinagar | November | Srinagar-November | 10 | 50 | 1.5 | 125 | 30 | M06 | 0.14 | 150 | M10 | 0.038 | 50 | 1.0714 | 1.3158 | 0.17 | 2.5572 | 0.39105 | 49.3 | 2 | 60.75 | 0.038986 | 6 | Light-moderate | 1 | SYNTHETIC - scenario built by pairing a prototype shelter design with representative monthly climatology; not a record of a real, physically deployed shelter.
S111 | D31 | Temperate | Matched | Srinagar | January | Srinagar-January | 3 | 55 | 1.5 | 104.1667 | 70 | M06 | 0.14 | 150 | M10 | 0.038 | 100 | 1.0714 | 2.6316 | 0.17 | 3.873 | 0.2582 | 35 | 1.4 | 31.85 | 0.038462 | 3 | Light-moderate | 1 | SYNTHETIC - scenario built by pairing a prototype shelter design with representative monthly climatology; not a record of a real, physically deployed shelter.
S112 | D31 | Temperate | Matched | Srinagar | April | Srinagar-April | 15 | 50 | 2.5 | 208.3333 | 90 | M06 | 0.14 | 150 | M10 | 0.038 | 100 | 1.0714 | 2.6316 | 0.17 | 3.873 | 0.2582 | 35 | 1.4 | 31.85 | 0.038462 | 3 | Light-moderate | 1 | SYNTHETIC - scenario built by pairing a prototype shelter design with representative monthly climatology; not a record of a real, physically deployed shelter.
S113 | D31 | Temperate | Matched | Srinagar | July | Srinagar-July | 26 | 60 | 1.8 | 208.3333 | 60 | M06 | 0.14 | 150 | M10 | 0.038 | 100 | 1.0714 | 2.6316 | 0.17 | 3.873 | 0.2582 | 35 | 1.4 | 31.85 | 0.038462 | 3 | Light-moderate | 1 | SYNTHETIC - scenario built by pairing a prototype shelter design with representative monthly climatology; not a record of a real, physically deployed shelter.
S114 | D31 | Temperate | Matched | Srinagar | September | Srinagar-September | 22 | 55 | 1.8 | 187.5 | 50 | M06 | 0.14 | 150 | M10 | 0.038 | 100 | 1.0714 | 2.6316 | 0.17 | 3.873 | 0.2582 | 35 | 1.4 | 31.85 | 0.038462 | 3 | Light-moderate | 1 | SYNTHETIC - scenario built by pairing a prototype shelter design with representative monthly climatology; not a record of a real, physically deployed shelter.
S115 | D31 | Temperate | Matched | Srinagar | November | Srinagar-November | 10 | 50 | 1.5 | 125 | 30 | M06 | 0.14 | 150 | M10 | 0.038 | 100 | 1.0714 | 2.6316 | 0.17 | 3.873 | 0.2582 | 35 | 1.4 | 31.85 | 0.038462 | 3 | Light-moderate | 1 | SYNTHETIC - scenario built by pairing a prototype shelter design with representative monthly climatology; not a record of a real, physically deployed shelter.
S116 | D32 | Temperate | Matched | Srinagar | January | Srinagar-January | 3 | 55 | 1.5 | 104.1667 | 70 | M06 | 0.14 | 150 | M10 | 0.038 | 100 | 1.0714 | 2.6316 | 0.17 | 3.873 | 0.2582 | 49.3 | 2 | 60.75 | 0.038986 | 6 | Light-moderate | 1 | SYNTHETIC - scenario built by pairing a prototype shelter design with representative monthly climatology; not a record of a real, physically deployed shelter.
S117 | D32 | Temperate | Matched | Srinagar | April | Srinagar-April | 15 | 50 | 2.5 | 208.3333 | 90 | M06 | 0.14 | 150 | M10 | 0.038 | 100 | 1.0714 | 2.6316 | 0.17 | 3.873 | 0.2582 | 49.3 | 2 | 60.75 | 0.038986 | 6 | Light-moderate | 1 | SYNTHETIC - scenario built by pairing a prototype shelter design with representative monthly climatology; not a record of a real, physically deployed shelter.
S118 | D32 | Temperate | Matched | Srinagar | July | Srinagar-July | 26 | 60 | 1.8 | 208.3333 | 60 | M06 | 0.14 | 150 | M10 | 0.038 | 100 | 1.0714 | 2.6316 | 0.17 | 3.873 | 0.2582 | 49.3 | 2 | 60.75 | 0.038986 | 6 | Light-moderate | 1 | SYNTHETIC - scenario built by pairing a prototype shelter design with representative monthly climatology; not a record of a real, physically deployed shelter.
S119 | D32 | Temperate | Matched | Srinagar | September | Srinagar-September | 22 | 55 | 1.8 | 187.5 | 50 | M06 | 0.14 | 150 | M10 | 0.038 | 100 | 1.0714 | 2.6316 | 0.17 | 3.873 | 0.2582 | 49.3 | 2 | 60.75 | 0.038986 | 6 | Light-moderate | 1 | SYNTHETIC - scenario built by pairing a prototype shelter design with representative monthly climatology; not a record of a real, physically deployed shelter.
S120 | D32 | Temperate | Matched | Srinagar | November | Srinagar-November | 10 | 50 | 1.5 | 125 | 30 | M06 | 0.14 | 150 | M10 | 0.038 | 100 | 1.0714 | 2.6316 | 0.17 | 3.873 | 0.2582 | 49.3 | 2 | 60.75 | 0.038986 | 6 | Light-moderate | 1 | SYNTHETIC - scenario built by pairing a prototype shelter design with representative monthly climatology; not a record of a real, physically deployed shelter.
S121 | D17 | Hot-humid | Matched | Chennai | January | Chennai-January | 25 | 72 | 3 | 187.5 | 25 | M02 | 0.7 | 150 | None | 0 | 0 | 0.21429 | 0 | 0.17 | 0.38429 | 2.6022 | 34.65 | 1.75 | 29.4 | 0.048077 | 2 | Light | 0.5 | SYNTHETIC - scenario built by pairing a prototype shelter design with representative monthly climatology; not a record of a real, physically deployed shelter.
S122 | D17 | Hot-humid | Matched | Chennai | April | Chennai-April | 32 | 65 | 4 | 262.5 | 15 | M02 | 0.7 | 150 | None | 0 | 0 | 0.21429 | 0 | 0.17 | 0.38429 | 2.6022 | 34.65 | 1.75 | 29.4 | 0.048077 | 2 | Light | 0.5 | SYNTHETIC - scenario built by pairing a prototype shelter design with representative monthly climatology; not a record of a real, physically deployed shelter.
S123 | D17 | Hot-humid | Matched | Chennai | July | Chennai-July | 31 | 65 | 3.5 | 216.6667 | 90 | M02 | 0.7 | 150 | None | 0 | 0 | 0.21429 | 0 | 0.17 | 0.38429 | 2.6022 | 34.65 | 1.75 | 29.4 | 0.048077 | 2 | Light | 0.5 | SYNTHETIC - scenario built by pairing a prototype shelter design with representative monthly climatology; not a record of a real, physically deployed shelter.
S124 | D17 | Hot-humid | Matched | Chennai | September | Chennai-September | 30 | 72 | 3.5 | 216.6667 | 120 | M02 | 0.7 | 150 | None | 0 | 0 | 0.21429 | 0 | 0.17 | 0.38429 | 2.6022 | 34.65 | 1.75 | 29.4 | 0.048077 | 2 | Light | 0.5 | SYNTHETIC - scenario built by pairing a prototype shelter design with representative monthly climatology; not a record of a real, physically deployed shelter.
S125 | D17 | Hot-humid | Matched | Chennai | November | Chennai-November | 26 | 80 | 5 | 158.3333 | 320 | M02 | 0.7 | 150 | None | 0 | 0 | 0.21429 | 0 | 0.17 | 0.38429 | 2.6022 | 34.65 | 1.75 | 29.4 | 0.048077 | 2 | Light | 0.5 | SYNTHETIC - scenario built by pairing a prototype shelter design with representative monthly climatology; not a record of a real, physically deployed shelter.
S126 | D18 | Hot-humid | Matched | Chennai | January | Chennai-January | 25 | 72 | 3 | 187.5 | 25 | M02 | 0.7 | 150 | None | 0 | 0 | 0.21429 | 0 | 0.17 | 0.38429 | 2.6022 | 51.5 | 2.5 | 60 | 0.046296 | 5 | Light | 0.5 | SYNTHETIC - scenario built by pairing a prototype shelter design with representative monthly climatology; not a record of a real, physically deployed shelter.
S127 | D18 | Hot-humid | Matched | Chennai | April | Chennai-April | 32 | 65 | 4 | 262.5 | 15 | M02 | 0.7 | 150 | None | 0 | 0 | 0.21429 | 0 | 0.17 | 0.38429 | 2.6022 | 51.5 | 2.5 | 60 | 0.046296 | 5 | Light | 0.5 | SYNTHETIC - scenario built by pairing a prototype shelter design with representative monthly climatology; not a record of a real, physically deployed shelter.
S128 | D18 | Hot-humid | Matched | Chennai | July | Chennai-July | 31 | 65 | 3.5 | 216.6667 | 90 | M02 | 0.7 | 150 | None | 0 | 0 | 0.21429 | 0 | 0.17 | 0.38429 | 2.6022 | 51.5 | 2.5 | 60 | 0.046296 | 5 | Light | 0.5 | SYNTHETIC - scenario built by pairing a prototype shelter design with representative monthly climatology; not a record of a real, physically deployed shelter.
S129 | D18 | Hot-humid | Matched | Chennai | September | Chennai-September | 30 | 72 | 3.5 | 216.6667 | 120 | M02 | 0.7 | 150 | None | 0 | 0 | 0.21429 | 0 | 0.17 | 0.38429 | 2.6022 | 51.5 | 2.5 | 60 | 0.046296 | 5 | Light | 0.5 | SYNTHETIC - scenario built by pairing a prototype shelter design with representative monthly climatology; not a record of a real, physically deployed shelter.
S130 | D18 | Hot-humid | Matched | Chennai | November | Chennai-November | 26 | 80 | 5 | 158.3333 | 320 | M02 | 0.7 | 150 | None | 0 | 0 | 0.21429 | 0 | 0.17 | 0.38429 | 2.6022 | 51.5 | 2.5 | 60 | 0.046296 | 5 | Light | 0.5 | SYNTHETIC - scenario built by pairing a prototype shelter design with representative monthly climatology; not a record of a real, physically deployed shelter.
S131 | D19 | Hot-humid | Matched | Chennai | January | Chennai-January | 25 | 72 | 3 | 187.5 | 25 | M02 | 0.7 | 150 | None | 0 | 0 | 0.21429 | 0 | 0.17 | 0.38429 | 2.6022 | 33.95 | 2.45 | 29.4 | 0.067308 | 2 | Light | 0.5 | SYNTHETIC - scenario built by pairing a prototype shelter design with representative monthly climatology; not a record of a real, physically deployed shelter.
S132 | D19 | Hot-humid | Matched | Chennai | April | Chennai-April | 32 | 65 | 4 | 262.5 | 15 | M02 | 0.7 | 150 | None | 0 | 0 | 0.21429 | 0 | 0.17 | 0.38429 | 2.6022 | 33.95 | 2.45 | 29.4 | 0.067308 | 2 | Light | 0.5 | SYNTHETIC - scenario built by pairing a prototype shelter design with representative monthly climatology; not a record of a real, physically deployed shelter.
S133 | D19 | Hot-humid | Matched | Chennai | July | Chennai-July | 31 | 65 | 3.5 | 216.6667 | 90 | M02 | 0.7 | 150 | None | 0 | 0 | 0.21429 | 0 | 0.17 | 0.38429 | 2.6022 | 33.95 | 2.45 | 29.4 | 0.067308 | 2 | Light | 0.5 | SYNTHETIC - scenario built by pairing a prototype shelter design with representative monthly climatology; not a record of a real, physically deployed shelter.
S134 | D19 | Hot-humid | Matched | Chennai | September | Chennai-September | 30 | 72 | 3.5 | 216.6667 | 120 | M02 | 0.7 | 150 | None | 0 | 0 | 0.21429 | 0 | 0.17 | 0.38429 | 2.6022 | 33.95 | 2.45 | 29.4 | 0.067308 | 2 | Light | 0.5 | SYNTHETIC - scenario built by pairing a prototype shelter design with representative monthly climatology; not a record of a real, physically deployed shelter.
S135 | D19 | Hot-humid | Matched | Chennai | November | Chennai-November | 26 | 80 | 5 | 158.3333 | 320 | M02 | 0.7 | 150 | None | 0 | 0 | 0.21429 | 0 | 0.17 | 0.38429 | 2.6022 | 33.95 | 2.45 | 29.4 | 0.067308 | 2 | Light | 0.5 | SYNTHETIC - scenario built by pairing a prototype shelter design with representative monthly climatology; not a record of a real, physically deployed shelter.
S136 | D20 | Hot-humid | Matched | Chennai | January | Chennai-January | 25 | 72 | 3 | 187.5 | 25 | M02 | 0.7 | 150 | None | 0 | 0 | 0.21429 | 0 | 0.17 | 0.38429 | 2.6022 | 50.5 | 3.5 | 60 | 0.064815 | 5 | Light | 0.5 | SYNTHETIC - scenario built by pairing a prototype shelter design with representative monthly climatology; not a record of a real, physically deployed shelter.
S137 | D20 | Hot-humid | Matched | Chennai | April | Chennai-April | 32 | 65 | 4 | 262.5 | 15 | M02 | 0.7 | 150 | None | 0 | 0 | 0.21429 | 0 | 0.17 | 0.38429 | 2.6022 | 50.5 | 3.5 | 60 | 0.064815 | 5 | Light | 0.5 | SYNTHETIC - scenario built by pairing a prototype shelter design with representative monthly climatology; not a record of a real, physically deployed shelter.
S138 | D20 | Hot-humid | Matched | Chennai | July | Chennai-July | 31 | 65 | 3.5 | 216.6667 | 90 | M02 | 0.7 | 150 | None | 0 | 0 | 0.21429 | 0 | 0.17 | 0.38429 | 2.6022 | 50.5 | 3.5 | 60 | 0.064815 | 5 | Light | 0.5 | SYNTHETIC - scenario built by pairing a prototype shelter design with representative monthly climatology; not a record of a real, physically deployed shelter.
S139 | D20 | Hot-humid | Matched | Chennai | September | Chennai-September | 30 | 72 | 3.5 | 216.6667 | 120 | M02 | 0.7 | 150 | None | 0 | 0 | 0.21429 | 0 | 0.17 | 0.38429 | 2.6022 | 50.5 | 3.5 | 60 | 0.064815 | 5 | Light | 0.5 | SYNTHETIC - scenario built by pairing a prototype shelter design with representative monthly climatology; not a record of a real, physically deployed shelter.
S140 | D20 | Hot-humid | Matched | Chennai | November | Chennai-November | 26 | 80 | 5 | 158.3333 | 320 | M02 | 0.7 | 150 | None | 0 | 0 | 0.21429 | 0 | 0.17 | 0.38429 | 2.6022 | 50.5 | 3.5 | 60 | 0.064815 | 5 | Light | 0.5 | SYNTHETIC - scenario built by pairing a prototype shelter design with representative monthly climatology; not a record of a real, physically deployed shelter.
S141 | D21 | Hot-humid | Matched | Guwahati | January | Guwahati-January | 16 | 75 | 1 | 158.3333 | 15 | M06 | 0.14 | 150 | None | 0 | 0 | 1.0714 | 0 | 0.17 | 1.2414 | 0.80552 | 34.65 | 1.75 | 29.4 | 0.048077 | 2 | Light | 0.5 | SYNTHETIC - scenario built by pairing a prototype shelter design with representative monthly climatology; not a record of a real, physically deployed shelter.
S142 | D21 | Hot-humid | Matched | Guwahati | April | Guwahati-April | 25 | 70 | 2 | 200 | 150 | M06 | 0.14 | 150 | None | 0 | 0 | 1.0714 | 0 | 0.17 | 1.2414 | 0.80552 | 34.65 | 1.75 | 29.4 | 0.048077 | 2 | Light | 0.5 | SYNTHETIC - scenario built by pairing a prototype shelter design with representative monthly climatology; not a record of a real, physically deployed shelter.
S143 | D21 | Hot-humid | Matched | Guwahati | July | Guwahati-July | 28 | 88 | 2.3 | 158.3333 | 320 | M06 | 0.14 | 150 | None | 0 | 0 | 1.0714 | 0 | 0.17 | 1.2414 | 0.80552 | 34.65 | 1.75 | 29.4 | 0.048077 | 2 | Light | 0.5 | SYNTHETIC - scenario built by pairing a prototype shelter design with representative monthly climatology; not a record of a real, physically deployed shelter.
S144 | D21 | Hot-humid | Matched | Guwahati | September | Guwahati-September | 28 | 85 | 1.8 | 166.6667 | 220 | M06 | 0.14 | 150 | None | 0 | 0 | 1.0714 | 0 | 0.17 | 1.2414 | 0.80552 | 34.65 | 1.75 | 29.4 | 0.048077 | 2 | Light | 0.5 | SYNTHETIC - scenario built by pairing a prototype shelter design with representative monthly climatology; not a record of a real, physically deployed shelter.
S145 | D21 | Hot-humid | Matched | Guwahati | November | Guwahati-November | 20 | 78 | 1.2 | 158.3333 | 25 | M06 | 0.14 | 150 | None | 0 | 0 | 1.0714 | 0 | 0.17 | 1.2414 | 0.80552 | 34.65 | 1.75 | 29.4 | 0.048077 | 2 | Light | 0.5 | SYNTHETIC - scenario built by pairing a prototype shelter design with representative monthly climatology; not a record of a real, physically deployed shelter.
S146 | D22 | Hot-humid | Matched | Guwahati | January | Guwahati-January | 16 | 75 | 1 | 158.3333 | 15 | M06 | 0.14 | 150 | None | 0 | 0 | 1.0714 | 0 | 0.17 | 1.2414 | 0.80552 | 51.5 | 2.5 | 60 | 0.046296 | 5 | Light | 0.5 | SYNTHETIC - scenario built by pairing a prototype shelter design with representative monthly climatology; not a record of a real, physically deployed shelter.
S147 | D22 | Hot-humid | Matched | Guwahati | April | Guwahati-April | 25 | 70 | 2 | 200 | 150 | M06 | 0.14 | 150 | None | 0 | 0 | 1.0714 | 0 | 0.17 | 1.2414 | 0.80552 | 51.5 | 2.5 | 60 | 0.046296 | 5 | Light | 0.5 | SYNTHETIC - scenario built by pairing a prototype shelter design with representative monthly climatology; not a record of a real, physically deployed shelter.
S148 | D22 | Hot-humid | Matched | Guwahati | July | Guwahati-July | 28 | 88 | 2.3 | 158.3333 | 320 | M06 | 0.14 | 150 | None | 0 | 0 | 1.0714 | 0 | 0.17 | 1.2414 | 0.80552 | 51.5 | 2.5 | 60 | 0.046296 | 5 | Light | 0.5 | SYNTHETIC - scenario built by pairing a prototype shelter design with representative monthly climatology; not a record of a real, physically deployed shelter.
S149 | D22 | Hot-humid | Matched | Guwahati | September | Guwahati-September | 28 | 85 | 1.8 | 166.6667 | 220 | M06 | 0.14 | 150 | None | 0 | 0 | 1.0714 | 0 | 0.17 | 1.2414 | 0.80552 | 51.5 | 2.5 | 60 | 0.046296 | 5 | Light | 0.5 | SYNTHETIC - scenario built by pairing a prototype shelter design with representative monthly climatology; not a record of a real, physically deployed shelter.
S150 | D22 | Hot-humid | Matched | Guwahati | November | Guwahati-November | 20 | 78 | 1.2 | 158.3333 | 25 | M06 | 0.14 | 150 | None | 0 | 0 | 1.0714 | 0 | 0.17 | 1.2414 | 0.80552 | 51.5 | 2.5 | 60 | 0.046296 | 5 | Light | 0.5 | SYNTHETIC - scenario built by pairing a prototype shelter design with representative monthly climatology; not a record of a real, physically deployed shelter.
S151 | D23 | Hot-humid | Matched | Guwahati | January | Guwahati-January | 16 | 75 | 1 | 158.3333 | 15 | M06 | 0.14 | 150 | None | 0 | 0 | 1.0714 | 0 | 0.17 | 1.2414 | 0.80552 | 33.95 | 2.45 | 29.4 | 0.067308 | 2 | Light | 0.5 | SYNTHETIC - scenario built by pairing a prototype shelter design with representative monthly climatology; not a record of a real, physically deployed shelter.
S152 | D23 | Hot-humid | Matched | Guwahati | April | Guwahati-April | 25 | 70 | 2 | 200 | 150 | M06 | 0.14 | 150 | None | 0 | 0 | 1.0714 | 0 | 0.17 | 1.2414 | 0.80552 | 33.95 | 2.45 | 29.4 | 0.067308 | 2 | Light | 0.5 | SYNTHETIC - scenario built by pairing a prototype shelter design with representative monthly climatology; not a record of a real, physically deployed shelter.
S153 | D23 | Hot-humid | Matched | Guwahati | July | Guwahati-July | 28 | 88 | 2.3 | 158.3333 | 320 | M06 | 0.14 | 150 | None | 0 | 0 | 1.0714 | 0 | 0.17 | 1.2414 | 0.80552 | 33.95 | 2.45 | 29.4 | 0.067308 | 2 | Light | 0.5 | SYNTHETIC - scenario built by pairing a prototype shelter design with representative monthly climatology; not a record of a real, physically deployed shelter.
S154 | D23 | Hot-humid | Matched | Guwahati | September | Guwahati-September | 28 | 85 | 1.8 | 166.6667 | 220 | M06 | 0.14 | 150 | None | 0 | 0 | 1.0714 | 0 | 0.17 | 1.2414 | 0.80552 | 33.95 | 2.45 | 29.4 | 0.067308 | 2 | Light | 0.5 | SYNTHETIC - scenario built by pairing a prototype shelter design with representative monthly climatology; not a record of a real, physically deployed shelter.
S155 | D23 | Hot-humid | Matched | Guwahati | November | Guwahati-November | 20 | 78 | 1.2 | 158.3333 | 25 | M06 | 0.14 | 150 | None | 0 | 0 | 1.0714 | 0 | 0.17 | 1.2414 | 0.80552 | 33.95 | 2.45 | 29.4 | 0.067308 | 2 | Light | 0.5 | SYNTHETIC - scenario built by pairing a prototype shelter design with representative monthly climatology; not a record of a real, physically deployed shelter.
S156 | D24 | Hot-humid | Matched | Guwahati | January | Guwahati-January | 16 | 75 | 1 | 158.3333 | 15 | M06 | 0.14 | 150 | None | 0 | 0 | 1.0714 | 0 | 0.17 | 1.2414 | 0.80552 | 50.5 | 3.5 | 60 | 0.064815 | 5 | Light | 0.5 | SYNTHETIC - scenario built by pairing a prototype shelter design with representative monthly climatology; not a record of a real, physically deployed shelter.
S157 | D24 | Hot-humid | Matched | Guwahati | April | Guwahati-April | 25 | 70 | 2 | 200 | 150 | M06 | 0.14 | 150 | None | 0 | 0 | 1.0714 | 0 | 0.17 | 1.2414 | 0.80552 | 50.5 | 3.5 | 60 | 0.064815 | 5 | Light | 0.5 | SYNTHETIC - scenario built by pairing a prototype shelter design with representative monthly climatology; not a record of a real, physically deployed shelter.
S158 | D24 | Hot-humid | Matched | Guwahati | July | Guwahati-July | 28 | 88 | 2.3 | 158.3333 | 320 | M06 | 0.14 | 150 | None | 0 | 0 | 1.0714 | 0 | 0.17 | 1.2414 | 0.80552 | 50.5 | 3.5 | 60 | 0.064815 | 5 | Light | 0.5 | SYNTHETIC - scenario built by pairing a prototype shelter design with representative monthly climatology; not a record of a real, physically deployed shelter.
S159 | D24 | Hot-humid | Matched | Guwahati | September | Guwahati-September | 28 | 85 | 1.8 | 166.6667 | 220 | M06 | 0.14 | 150 | None | 0 | 0 | 1.0714 | 0 | 0.17 | 1.2414 | 0.80552 | 50.5 | 3.5 | 60 | 0.064815 | 5 | Light | 0.5 | SYNTHETIC - scenario built by pairing a prototype shelter design with representative monthly climatology; not a record of a real, physically deployed shelter.
S160 | D24 | Hot-humid | Matched | Guwahati | November | Guwahati-November | 20 | 78 | 1.2 | 158.3333 | 25 | M06 | 0.14 | 150 | None | 0 | 0 | 1.0714 | 0 | 0.17 | 1.2414 | 0.80552 | 50.5 | 3.5 | 60 | 0.064815 | 5 | Light | 0.5 | SYNTHETIC - scenario built by pairing a prototype shelter design with representative monthly climatology; not a record of a real, physically deployed shelter.
S161 | D33 | Emergency / temporary | Matched | Leh | January | Leh-January | -8 | 25 | 2 | 166.6667 | 5 | M12 | 0.05 | 2 | None | 0 | 0 | 0.04 | 0 | 0.17 | 0.21 | 4.7619 | 25.4 | 1 | 19.8 | 0.037879 | 2 | Light-moderate | 1 | SYNTHETIC - scenario built by pairing a prototype shelter design with representative monthly climatology; not a record of a real, physically deployed shelter.
S162 | D33 | Emergency / temporary | Matched | Leh | June | Leh-June | 16 | 35 | 3.5 | 300 | 8 | M12 | 0.05 | 2 | None | 0 | 0 | 0.04 | 0 | 0.17 | 0.21 | 4.7619 | 25.4 | 1 | 19.8 | 0.037879 | 2 | Light-moderate | 1 | SYNTHETIC - scenario built by pairing a prototype shelter design with representative monthly climatology; not a record of a real, physically deployed shelter.
S163 | D33 | Emergency / temporary | Matched | Leh | September | Leh-September | 14 | 35 | 3 | 250 | 8 | M12 | 0.05 | 2 | None | 0 | 0 | 0.04 | 0 | 0.17 | 0.21 | 4.7619 | 25.4 | 1 | 19.8 | 0.037879 | 2 | Light-moderate | 1 | SYNTHETIC - scenario built by pairing a prototype shelter design with representative monthly climatology; not a record of a real, physically deployed shelter.
S164 | D33 | Emergency / temporary | Matched | Chennai | January | Chennai-January | 25 | 72 | 3 | 187.5 | 25 | M12 | 0.05 | 2 | None | 0 | 0 | 0.04 | 0 | 0.17 | 0.21 | 4.7619 | 25.4 | 1 | 19.8 | 0.037879 | 2 | Light-moderate | 1 | SYNTHETIC - scenario built by pairing a prototype shelter design with representative monthly climatology; not a record of a real, physically deployed shelter.
S165 | D33 | Emergency / temporary | Matched | Chennai | June | Chennai-June | 33 | 60 | 4 | 229.1667 | 50 | M12 | 0.05 | 2 | None | 0 | 0 | 0.04 | 0 | 0.17 | 0.21 | 4.7619 | 25.4 | 1 | 19.8 | 0.037879 | 2 | Light-moderate | 1 | SYNTHETIC - scenario built by pairing a prototype shelter design with representative monthly climatology; not a record of a real, physically deployed shelter.
S166 | D33 | Emergency / temporary | Matched | Chennai | September | Chennai-September | 30 | 72 | 3.5 | 216.6667 | 120 | M12 | 0.05 | 2 | None | 0 | 0 | 0.04 | 0 | 0.17 | 0.21 | 4.7619 | 25.4 | 1 | 19.8 | 0.037879 | 2 | Light-moderate | 1 | SYNTHETIC - scenario built by pairing a prototype shelter design with representative monthly climatology; not a record of a real, physically deployed shelter.
S167 | D34 | Emergency / temporary | Matched | Leh | January | Leh-January | -8 | 25 | 2 | 166.6667 | 5 | M12 | 0.05 | 2 | None | 0 | 0 | 0.04 | 0 | 0.17 | 0.21 | 4.7619 | 31.2 | 1 | 27.6 | 0.031056 | 4 | Light-moderate | 1 | SYNTHETIC - scenario built by pairing a prototype shelter design with representative monthly climatology; not a record of a real, physically deployed shelter.
S168 | D34 | Emergency / temporary | Matched | Leh | June | Leh-June | 16 | 35 | 3.5 | 300 | 8 | M12 | 0.05 | 2 | None | 0 | 0 | 0.04 | 0 | 0.17 | 0.21 | 4.7619 | 31.2 | 1 | 27.6 | 0.031056 | 4 | Light-moderate | 1 | SYNTHETIC - scenario built by pairing a prototype shelter design with representative monthly climatology; not a record of a real, physically deployed shelter.
S169 | D34 | Emergency / temporary | Matched | Leh | September | Leh-September | 14 | 35 | 3 | 250 | 8 | M12 | 0.05 | 2 | None | 0 | 0 | 0.04 | 0 | 0.17 | 0.21 | 4.7619 | 31.2 | 1 | 27.6 | 0.031056 | 4 | Light-moderate | 1 | SYNTHETIC - scenario built by pairing a prototype shelter design with representative monthly climatology; not a record of a real, physically deployed shelter.
S170 | D34 | Emergency / temporary | Matched | Chennai | January | Chennai-January | 25 | 72 | 3 | 187.5 | 25 | M12 | 0.05 | 2 | None | 0 | 0 | 0.04 | 0 | 0.17 | 0.21 | 4.7619 | 31.2 | 1 | 27.6 | 0.031056 | 4 | Light-moderate | 1 | SYNTHETIC - scenario built by pairing a prototype shelter design with representative monthly climatology; not a record of a real, physically deployed shelter.
S171 | D34 | Emergency / temporary | Matched | Chennai | June | Chennai-June | 33 | 60 | 4 | 229.1667 | 50 | M12 | 0.05 | 2 | None | 0 | 0 | 0.04 | 0 | 0.17 | 0.21 | 4.7619 | 31.2 | 1 | 27.6 | 0.031056 | 4 | Light-moderate | 1 | SYNTHETIC - scenario built by pairing a prototype shelter design with representative monthly climatology; not a record of a real, physically deployed shelter.
S172 | D34 | Emergency / temporary | Matched | Chennai | September | Chennai-September | 30 | 72 | 3.5 | 216.6667 | 120 | M12 | 0.05 | 2 | None | 0 | 0 | 0.04 | 0 | 0.17 | 0.21 | 4.7619 | 31.2 | 1 | 27.6 | 0.031056 | 4 | Light-moderate | 1 | SYNTHETIC - scenario built by pairing a prototype shelter design with representative monthly climatology; not a record of a real, physically deployed shelter.
S173 | D35 | Emergency / temporary | Matched | Leh | January | Leh-January | -8 | 25 | 2 | 166.6667 | 5 | M12 | 0.05 | 2 | M07 | 0.036 | 25 | 0.04 | 0.69444 | 0.17 | 0.90444 | 1.1057 | 25.4 | 1 | 19.8 | 0.037879 | 2 | Light-moderate | 1 | SYNTHETIC - scenario built by pairing a prototype shelter design with representative monthly climatology; not a record of a real, physically deployed shelter.
S174 | D35 | Emergency / temporary | Matched | Leh | June | Leh-June | 16 | 35 | 3.5 | 300 | 8 | M12 | 0.05 | 2 | M07 | 0.036 | 25 | 0.04 | 0.69444 | 0.17 | 0.90444 | 1.1057 | 25.4 | 1 | 19.8 | 0.037879 | 2 | Light-moderate | 1 | SYNTHETIC - scenario built by pairing a prototype shelter design with representative monthly climatology; not a record of a real, physically deployed shelter.
S175 | D35 | Emergency / temporary | Matched | Leh | September | Leh-September | 14 | 35 | 3 | 250 | 8 | M12 | 0.05 | 2 | M07 | 0.036 | 25 | 0.04 | 0.69444 | 0.17 | 0.90444 | 1.1057 | 25.4 | 1 | 19.8 | 0.037879 | 2 | Light-moderate | 1 | SYNTHETIC - scenario built by pairing a prototype shelter design with representative monthly climatology; not a record of a real, physically deployed shelter.
S176 | D35 | Emergency / temporary | Matched | Chennai | January | Chennai-January | 25 | 72 | 3 | 187.5 | 25 | M12 | 0.05 | 2 | M07 | 0.036 | 25 | 0.04 | 0.69444 | 0.17 | 0.90444 | 1.1057 | 25.4 | 1 | 19.8 | 0.037879 | 2 | Light-moderate | 1 | SYNTHETIC - scenario built by pairing a prototype shelter design with representative monthly climatology; not a record of a real, physically deployed shelter.
S177 | D35 | Emergency / temporary | Matched | Chennai | June | Chennai-June | 33 | 60 | 4 | 229.1667 | 50 | M12 | 0.05 | 2 | M07 | 0.036 | 25 | 0.04 | 0.69444 | 0.17 | 0.90444 | 1.1057 | 25.4 | 1 | 19.8 | 0.037879 | 2 | Light-moderate | 1 | SYNTHETIC - scenario built by pairing a prototype shelter design with representative monthly climatology; not a record of a real, physically deployed shelter.
S178 | D35 | Emergency / temporary | Matched | Chennai | September | Chennai-September | 30 | 72 | 3.5 | 216.6667 | 120 | M12 | 0.05 | 2 | M07 | 0.036 | 25 | 0.04 | 0.69444 | 0.17 | 0.90444 | 1.1057 | 25.4 | 1 | 19.8 | 0.037879 | 2 | Light-moderate | 1 | SYNTHETIC - scenario built by pairing a prototype shelter design with representative monthly climatology; not a record of a real, physically deployed shelter.
S179 | D36 | Emergency / temporary | Matched | Leh | January | Leh-January | -8 | 25 | 2 | 166.6667 | 5 | M12 | 0.05 | 2 | M07 | 0.036 | 25 | 0.04 | 0.69444 | 0.17 | 0.90444 | 1.1057 | 31.2 | 1 | 27.6 | 0.031056 | 4 | Light-moderate | 1 | SYNTHETIC - scenario built by pairing a prototype shelter design with representative monthly climatology; not a record of a real, physically deployed shelter.
S180 | D36 | Emergency / temporary | Matched | Leh | June | Leh-June | 16 | 35 | 3.5 | 300 | 8 | M12 | 0.05 | 2 | M07 | 0.036 | 25 | 0.04 | 0.69444 | 0.17 | 0.90444 | 1.1057 | 31.2 | 1 | 27.6 | 0.031056 | 4 | Light-moderate | 1 | SYNTHETIC - scenario built by pairing a prototype shelter design with representative monthly climatology; not a record of a real, physically deployed shelter.
S181 | D36 | Emergency / temporary | Matched | Leh | September | Leh-September | 14 | 35 | 3 | 250 | 8 | M12 | 0.05 | 2 | M07 | 0.036 | 25 | 0.04 | 0.69444 | 0.17 | 0.90444 | 1.1057 | 31.2 | 1 | 27.6 | 0.031056 | 4 | Light-moderate | 1 | SYNTHETIC - scenario built by pairing a prototype shelter design with representative monthly climatology; not a record of a real, physically deployed shelter.
S182 | D36 | Emergency / temporary | Matched | Chennai | January | Chennai-January | 25 | 72 | 3 | 187.5 | 25 | M12 | 0.05 | 2 | M07 | 0.036 | 25 | 0.04 | 0.69444 | 0.17 | 0.90444 | 1.1057 | 31.2 | 1 | 27.6 | 0.031056 | 4 | Light-moderate | 1 | SYNTHETIC - scenario built by pairing a prototype shelter design with representative monthly climatology; not a record of a real, physically deployed shelter.
S183 | D36 | Emergency / temporary | Matched | Chennai | June | Chennai-June | 33 | 60 | 4 | 229.1667 | 50 | M12 | 0.05 | 2 | M07 | 0.036 | 25 | 0.04 | 0.69444 | 0.17 | 0.90444 | 1.1057 | 31.2 | 1 | 27.6 | 0.031056 | 4 | Light-moderate | 1 | SYNTHETIC - scenario built by pairing a prototype shelter design with representative monthly climatology; not a record of a real, physically deployed shelter.
S184 | D36 | Emergency / temporary | Matched | Chennai | September | Chennai-September | 30 | 72 | 3.5 | 216.6667 | 120 | M12 | 0.05 | 2 | M07 | 0.036 | 25 | 0.04 | 0.69444 | 0.17 | 0.90444 | 1.1057 | 31.2 | 1 | 27.6 | 0.031056 | 4 | Light-moderate | 1 | SYNTHETIC - scenario built by pairing a prototype shelter design with representative monthly climatology; not a record of a real, physically deployed shelter.
S185 | D37 | Emergency / temporary | Matched | Leh | January | Leh-January | -8 | 25 | 2 | 166.6667 | 5 | M03+M12 | 1 | 2 | None | 0 | 0 | 0.002 | 0 | 0.17 | 0.172 | 5.814 | 25.4 | 1 | 19.8 | 0.037879 | 2 | Light-moderate | 1 | SYNTHETIC - scenario built by pairing a prototype shelter design with representative monthly climatology; not a record of a real, physically deployed shelter.
S186 | D37 | Emergency / temporary | Matched | Leh | June | Leh-June | 16 | 35 | 3.5 | 300 | 8 | M03+M12 | 1 | 2 | None | 0 | 0 | 0.002 | 0 | 0.17 | 0.172 | 5.814 | 25.4 | 1 | 19.8 | 0.037879 | 2 | Light-moderate | 1 | SYNTHETIC - scenario built by pairing a prototype shelter design with representative monthly climatology; not a record of a real, physically deployed shelter.
S187 | D37 | Emergency / temporary | Matched | Leh | September | Leh-September | 14 | 35 | 3 | 250 | 8 | M03+M12 | 1 | 2 | None | 0 | 0 | 0.002 | 0 | 0.17 | 0.172 | 5.814 | 25.4 | 1 | 19.8 | 0.037879 | 2 | Light-moderate | 1 | SYNTHETIC - scenario built by pairing a prototype shelter design with representative monthly climatology; not a record of a real, physically deployed shelter.
S188 | D37 | Emergency / temporary | Matched | Chennai | January | Chennai-January | 25 | 72 | 3 | 187.5 | 25 | M03+M12 | 1 | 2 | None | 0 | 0 | 0.002 | 0 | 0.17 | 0.172 | 5.814 | 25.4 | 1 | 19.8 | 0.037879 | 2 | Light-moderate | 1 | SYNTHETIC - scenario built by pairing a prototype shelter design with representative monthly climatology; not a record of a real, physically deployed shelter.
S189 | D37 | Emergency / temporary | Matched | Chennai | June | Chennai-June | 33 | 60 | 4 | 229.1667 | 50 | M03+M12 | 1 | 2 | None | 0 | 0 | 0.002 | 0 | 0.17 | 0.172 | 5.814 | 25.4 | 1 | 19.8 | 0.037879 | 2 | Light-moderate | 1 | SYNTHETIC - scenario built by pairing a prototype shelter design with representative monthly climatology; not a record of a real, physically deployed shelter.
S190 | D37 | Emergency / temporary | Matched | Chennai | September | Chennai-September | 30 | 72 | 3.5 | 216.6667 | 120 | M03+M12 | 1 | 2 | None | 0 | 0 | 0.002 | 0 | 0.17 | 0.172 | 5.814 | 25.4 | 1 | 19.8 | 0.037879 | 2 | Light-moderate | 1 | SYNTHETIC - scenario built by pairing a prototype shelter design with representative monthly climatology; not a record of a real, physically deployed shelter.
S191 | D38 | Emergency / temporary | Matched | Leh | January | Leh-January | -8 | 25 | 2 | 166.6667 | 5 | M03+M12 | 1 | 2 | None | 0 | 0 | 0.002 | 0 | 0.17 | 0.172 | 5.814 | 31.2 | 1 | 27.6 | 0.031056 | 4 | Light-moderate | 1 | SYNTHETIC - scenario built by pairing a prototype shelter design with representative monthly climatology; not a record of a real, physically deployed shelter.
S192 | D38 | Emergency / temporary | Matched | Leh | June | Leh-June | 16 | 35 | 3.5 | 300 | 8 | M03+M12 | 1 | 2 | None | 0 | 0 | 0.002 | 0 | 0.17 | 0.172 | 5.814 | 31.2 | 1 | 27.6 | 0.031056 | 4 | Light-moderate | 1 | SYNTHETIC - scenario built by pairing a prototype shelter design with representative monthly climatology; not a record of a real, physically deployed shelter.
S193 | D38 | Emergency / temporary | Matched | Leh | September | Leh-September | 14 | 35 | 3 | 250 | 8 | M03+M12 | 1 | 2 | None | 0 | 0 | 0.002 | 0 | 0.17 | 0.172 | 5.814 | 31.2 | 1 | 27.6 | 0.031056 | 4 | Light-moderate | 1 | SYNTHETIC - scenario built by pairing a prototype shelter design with representative monthly climatology; not a record of a real, physically deployed shelter.
S194 | D38 | Emergency / temporary | Matched | Chennai | January | Chennai-January | 25 | 72 | 3 | 187.5 | 25 | M03+M12 | 1 | 2 | None | 0 | 0 | 0.002 | 0 | 0.17 | 0.172 | 5.814 | 31.2 | 1 | 27.6 | 0.031056 | 4 | Light-moderate | 1 | SYNTHETIC - scenario built by pairing a prototype shelter design with representative monthly climatology; not a record of a real, physically deployed shelter.
S195 | D38 | Emergency / temporary | Matched | Chennai | June | Chennai-June | 33 | 60 | 4 | 229.1667 | 50 | M03+M12 | 1 | 2 | None | 0 | 0 | 0.002 | 0 | 0.17 | 0.172 | 5.814 | 31.2 | 1 | 27.6 | 0.031056 | 4 | Light-moderate | 1 | SYNTHETIC - scenario built by pairing a prototype shelter design with representative monthly climatology; not a record of a real, physically deployed shelter.
S196 | D38 | Emergency / temporary | Matched | Chennai | September | Chennai-September | 30 | 72 | 3.5 | 216.6667 | 120 | M03+M12 | 1 | 2 | None | 0 | 0 | 0.002 | 0 | 0.17 | 0.172 | 5.814 | 31.2 | 1 | 27.6 | 0.031056 | 4 | Light-moderate | 1 | SYNTHETIC - scenario built by pairing a prototype shelter design with representative monthly climatology; not a record of a real, physically deployed shelter.
S197 | D39 | Emergency / temporary | Matched | Leh | January | Leh-January | -8 | 25 | 2 | 166.6667 | 5 | M03+M12 | 1 | 2 | M07 | 0.036 | 25 | 0.002 | 0.69444 | 0.17 | 0.86644 | 1.1541 | 25.4 | 1 | 19.8 | 0.037879 | 2 | Light-moderate | 1 | SYNTHETIC - scenario built by pairing a prototype shelter design with representative monthly climatology; not a record of a real, physically deployed shelter.
S198 | D39 | Emergency / temporary | Matched | Leh | June | Leh-June | 16 | 35 | 3.5 | 300 | 8 | M03+M12 | 1 | 2 | M07 | 0.036 | 25 | 0.002 | 0.69444 | 0.17 | 0.86644 | 1.1541 | 25.4 | 1 | 19.8 | 0.037879 | 2 | Light-moderate | 1 | SYNTHETIC - scenario built by pairing a prototype shelter design with representative monthly climatology; not a record of a real, physically deployed shelter.
S199 | D39 | Emergency / temporary | Matched | Leh | September | Leh-September | 14 | 35 | 3 | 250 | 8 | M03+M12 | 1 | 2 | M07 | 0.036 | 25 | 0.002 | 0.69444 | 0.17 | 0.86644 | 1.1541 | 25.4 | 1 | 19.8 | 0.037879 | 2 | Light-moderate | 1 | SYNTHETIC - scenario built by pairing a prototype shelter design with representative monthly climatology; not a record of a real, physically deployed shelter.
S200 | D39 | Emergency / temporary | Matched | Chennai | January | Chennai-January | 25 | 72 | 3 | 187.5 | 25 | M03+M12 | 1 | 2 | M07 | 0.036 | 25 | 0.002 | 0.69444 | 0.17 | 0.86644 | 1.1541 | 25.4 | 1 | 19.8 | 0.037879 | 2 | Light-moderate | 1 | SYNTHETIC - scenario built by pairing a prototype shelter design with representative monthly climatology; not a record of a real, physically deployed shelter.
S201 | D39 | Emergency / temporary | Matched | Chennai | June | Chennai-June | 33 | 60 | 4 | 229.1667 | 50 | M03+M12 | 1 | 2 | M07 | 0.036 | 25 | 0.002 | 0.69444 | 0.17 | 0.86644 | 1.1541 | 25.4 | 1 | 19.8 | 0.037879 | 2 | Light-moderate | 1 | SYNTHETIC - scenario built by pairing a prototype shelter design with representative monthly climatology; not a record of a real, physically deployed shelter.
S202 | D39 | Emergency / temporary | Matched | Chennai | September | Chennai-September | 30 | 72 | 3.5 | 216.6667 | 120 | M03+M12 | 1 | 2 | M07 | 0.036 | 25 | 0.002 | 0.69444 | 0.17 | 0.86644 | 1.1541 | 25.4 | 1 | 19.8 | 0.037879 | 2 | Light-moderate | 1 | SYNTHETIC - scenario built by pairing a prototype shelter design with representative monthly climatology; not a record of a real, physically deployed shelter.
S203 | D40 | Emergency / temporary | Matched | Leh | January | Leh-January | -8 | 25 | 2 | 166.6667 | 5 | M03+M12 | 1 | 2 | M07 | 0.036 | 25 | 0.002 | 0.69444 | 0.17 | 0.86644 | 1.1541 | 31.2 | 1 | 27.6 | 0.031056 | 4 | Light-moderate | 1 | SYNTHETIC - scenario built by pairing a prototype shelter design with representative monthly climatology; not a record of a real, physically deployed shelter.
S204 | D40 | Emergency / temporary | Matched | Leh | June | Leh-June | 16 | 35 | 3.5 | 300 | 8 | M03+M12 | 1 | 2 | M07 | 0.036 | 25 | 0.002 | 0.69444 | 0.17 | 0.86644 | 1.1541 | 31.2 | 1 | 27.6 | 0.031056 | 4 | Light-moderate | 1 | SYNTHETIC - scenario built by pairing a prototype shelter design with representative monthly climatology; not a record of a real, physically deployed shelter.
S205 | D40 | Emergency / temporary | Matched | Leh | September | Leh-September | 14 | 35 | 3 | 250 | 8 | M03+M12 | 1 | 2 | M07 | 0.036 | 25 | 0.002 | 0.69444 | 0.17 | 0.86644 | 1.1541 | 31.2 | 1 | 27.6 | 0.031056 | 4 | Light-moderate | 1 | SYNTHETIC - scenario built by pairing a prototype shelter design with representative monthly climatology; not a record of a real, physically deployed shelter.
S206 | D40 | Emergency / temporary | Matched | Chennai | January | Chennai-January | 25 | 72 | 3 | 187.5 | 25 | M03+M12 | 1 | 2 | M07 | 0.036 | 25 | 0.002 | 0.69444 | 0.17 | 0.86644 | 1.1541 | 31.2 | 1 | 27.6 | 0.031056 | 4 | Light-moderate | 1 | SYNTHETIC - scenario built by pairing a prototype shelter design with representative monthly climatology; not a record of a real, physically deployed shelter.
S207 | D40 | Emergency / temporary | Matched | Chennai | June | Chennai-June | 33 | 60 | 4 | 229.1667 | 50 | M03+M12 | 1 | 2 | M07 | 0.036 | 25 | 0.002 | 0.69444 | 0.17 | 0.86644 | 1.1541 | 31.2 | 1 | 27.6 | 0.031056 | 4 | Light-moderate | 1 | SYNTHETIC - scenario built by pairing a prototype shelter design with representative monthly climatology; not a record of a real, physically deployed shelter.
S208 | D40 | Emergency / temporary | Matched | Chennai | September | Chennai-September | 30 | 72 | 3.5 | 216.6667 | 120 | M03+M12 | 1 | 2 | M07 | 0.036 | 25 | 0.002 | 0.69444 | 0.17 | 0.86644 | 1.1541 | 31.2 | 1 | 27.6 | 0.031056 | 4 | Light-moderate | 1 | SYNTHETIC - scenario built by pairing a prototype shelter design with representative monthly climatology; not a record of a real, physically deployed shelter.
S209 | D01 | Cold / high-altitude | Mismatched (stress test) | Chennai | June | Chennai-June | 33 | 60 | 4 | 229.1667 | 50 | M06 | 0.14 | 150 | M11 | 0.025 | 100 | 1.0714 | 4 | 0.17 | 5.2414 | 0.19079 | 27.6 | 1.2 | 21.6 | 0.041667 | 2 | Resting / sleeping | 1.75 | SYNTHETIC - scenario built by pairing a prototype shelter design with representative monthly climatology; not a record of a real, physically deployed shelter.
S210 | D03 | Cold / high-altitude | Mismatched (stress test) | Chennai | June | Chennai-June | 33 | 60 | 4 | 229.1667 | 50 | M06 | 0.14 | 150 | M09 | 0.04 | 150 | 1.0714 | 3.75 | 0.17 | 4.9914 | 0.20034 | 27.6 | 1.2 | 21.6 | 0.041667 | 2 | Resting / sleeping | 1.75 | SYNTHETIC - scenario built by pairing a prototype shelter design with representative monthly climatology; not a record of a real, physically deployed shelter.
S211 | D05 | Cold / high-altitude | Mismatched (stress test) | Chennai | June | Chennai-June | 33 | 60 | 4 | 229.1667 | 50 | M15 | 1 | 250 | M11 | 0.025 | 100 | 0.25 | 4 | 0.17 | 4.42 | 0.22624 | 27.6 | 1.2 | 21.6 | 0.041667 | 2 | Resting / sleeping | 1.75 | SYNTHETIC - scenario built by pairing a prototype shelter design with representative monthly climatology; not a record of a real, physically deployed shelter.
S212 | D07 | Cold / high-altitude | Mismatched (stress test) | Chennai | June | Chennai-June | 33 | 60 | 4 | 229.1667 | 50 | M15 | 1 | 250 | M09 | 0.04 | 150 | 0.25 | 3.75 | 0.17 | 4.17 | 0.23981 | 27.6 | 1.2 | 21.6 | 0.041667 | 2 | Resting / sleeping | 1.75 | SYNTHETIC - scenario built by pairing a prototype shelter design with representative monthly climatology; not a record of a real, physically deployed shelter.
S213 | D09 | Hot-dry | Mismatched (stress test) | Leh | January | Leh-January | -8 | 25 | 2 | 166.6667 | 5 | M02 | 0.7 | 230 | None | 0 | 0 | 0.32857 | 0 | 0.17 | 0.49857 | 2.0057 | 32.8 | 1 | 27.3 | 0.029586 | 2 | Light | 0.5 | SYNTHETIC - scenario built by pairing a prototype shelter design with representative monthly climatology; not a record of a real, physically deployed shelter.
S214 | D11 | Hot-dry | Mismatched (stress test) | Leh | January | Leh-January | -8 | 25 | 2 | 166.6667 | 5 | M02 | 0.7 | 230 | M08 | 0.031 | 30 | 0.32857 | 0.96774 | 0.17 | 1.4663 | 0.68198 | 32.8 | 1 | 27.3 | 0.029586 | 2 | Light | 0.5 | SYNTHETIC - scenario built by pairing a prototype shelter design with representative monthly climatology; not a record of a real, physically deployed shelter.
S215 | D13 | Hot-dry | Mismatched (stress test) | Leh | January | Leh-January | -8 | 25 | 2 | 166.6667 | 5 | M14 | 0.6 | 300 | None | 0 | 0 | 0.5 | 0 | 0.17 | 0.67 | 1.4925 | 32.8 | 1 | 27.3 | 0.029586 | 2 | Light | 0.5 | SYNTHETIC - scenario built by pairing a prototype shelter design with representative monthly climatology; not a record of a real, physically deployed shelter.
S216 | D15 | Hot-dry | Mismatched (stress test) | Leh | January | Leh-January | -8 | 25 | 2 | 166.6667 | 5 | M14 | 0.6 | 300 | M08 | 0.031 | 30 | 0.5 | 0.96774 | 0.17 | 1.6377 | 0.6106 | 32.8 | 1 | 27.3 | 0.029586 | 2 | Light | 0.5 | SYNTHETIC - scenario built by pairing a prototype shelter design with representative monthly climatology; not a record of a real, physically deployed shelter.
S217 | D17 | Hot-humid | Mismatched (stress test) | Leh | January | Leh-January | -8 | 25 | 2 | 166.6667 | 5 | M02 | 0.7 | 150 | None | 0 | 0 | 0.21429 | 0 | 0.17 | 0.38429 | 2.6022 | 34.65 | 1.75 | 29.4 | 0.048077 | 2 | Light | 0.5 | SYNTHETIC - scenario built by pairing a prototype shelter design with representative monthly climatology; not a record of a real, physically deployed shelter.
S218 | D19 | Hot-humid | Mismatched (stress test) | Leh | January | Leh-January | -8 | 25 | 2 | 166.6667 | 5 | M02 | 0.7 | 150 | None | 0 | 0 | 0.21429 | 0 | 0.17 | 0.38429 | 2.6022 | 33.95 | 2.45 | 29.4 | 0.067308 | 2 | Light | 0.5 | SYNTHETIC - scenario built by pairing a prototype shelter design with representative monthly climatology; not a record of a real, physically deployed shelter.
S219 | D21 | Hot-humid | Mismatched (stress test) | Leh | January | Leh-January | -8 | 25 | 2 | 166.6667 | 5 | M06 | 0.14 | 150 | None | 0 | 0 | 1.0714 | 0 | 0.17 | 1.2414 | 0.80552 | 34.65 | 1.75 | 29.4 | 0.048077 | 2 | Light | 0.5 | SYNTHETIC - scenario built by pairing a prototype shelter design with representative monthly climatology; not a record of a real, physically deployed shelter.
S220 | D23 | Hot-humid | Mismatched (stress test) | Leh | January | Leh-January | -8 | 25 | 2 | 166.6667 | 5 | M06 | 0.14 | 150 | None | 0 | 0 | 1.0714 | 0 | 0.17 | 1.2414 | 0.80552 | 33.95 | 2.45 | 29.4 | 0.067308 | 2 | Light | 0.5 | SYNTHETIC - scenario built by pairing a prototype shelter design with representative monthly climatology; not a record of a real, physically deployed shelter.
S221 | D25 | Temperate | Mismatched (stress test) | Jaisalmer | June | Jaisalmer-June | 38 | 30 | 4.5 | 270.8333 | 15 | M02 | 0.7 | 230 | M10 | 0.038 | 50 | 0.32857 | 1.3158 | 0.17 | 1.8144 | 0.55116 | 35 | 1.4 | 31.85 | 0.038462 | 3 | Light-moderate | 1 | SYNTHETIC - scenario built by pairing a prototype shelter design with representative monthly climatology; not a record of a real, physically deployed shelter.
S222 | D27 | Temperate | Mismatched (stress test) | Jaisalmer | June | Jaisalmer-June | 38 | 30 | 4.5 | 270.8333 | 15 | M02 | 0.7 | 230 | M10 | 0.038 | 100 | 0.32857 | 2.6316 | 0.17 | 3.1302 | 0.31947 | 35 | 1.4 | 31.85 | 0.038462 | 3 | Light-moderate | 1 | SYNTHETIC - scenario built by pairing a prototype shelter design with representative monthly climatology; not a record of a real, physically deployed shelter.
S223 | D29 | Temperate | Mismatched (stress test) | Jaisalmer | June | Jaisalmer-June | 38 | 30 | 4.5 | 270.8333 | 15 | M06 | 0.14 | 150 | M10 | 0.038 | 50 | 1.0714 | 1.3158 | 0.17 | 2.5572 | 0.39105 | 35 | 1.4 | 31.85 | 0.038462 | 3 | Light-moderate | 1 | SYNTHETIC - scenario built by pairing a prototype shelter design with representative monthly climatology; not a record of a real, physically deployed shelter.
S224 | D31 | Temperate | Mismatched (stress test) | Jaisalmer | June | Jaisalmer-June | 38 | 30 | 4.5 | 270.8333 | 15 | M06 | 0.14 | 150 | M10 | 0.038 | 100 | 1.0714 | 2.6316 | 0.17 | 3.873 | 0.2582 | 35 | 1.4 | 31.85 | 0.038462 | 3 | Light-moderate | 1 | SYNTHETIC - scenario built by pairing a prototype shelter design with representative monthly climatology; not a record of a real, physically deployed shelter.
S225 | D33 | Emergency / temporary | Mismatched (stress test) | Guwahati | July | Guwahati-July | 28 | 88 | 2.3 | 158.3333 | 320 | M12 | 0.05 | 2 | None | 0 | 0 | 0.04 | 0 | 0.17 | 0.21 | 4.7619 | 25.4 | 1 | 19.8 | 0.037879 | 2 | Light-moderate | 1 | SYNTHETIC - scenario built by pairing a prototype shelter design with representative monthly climatology; not a record of a real, physically deployed shelter.
S226 | D34 | Emergency / temporary | Mismatched (stress test) | Guwahati | July | Guwahati-July | 28 | 88 | 2.3 | 158.3333 | 320 | M12 | 0.05 | 2 | None | 0 | 0 | 0.04 | 0 | 0.17 | 0.21 | 4.7619 | 31.2 | 1 | 27.6 | 0.031056 | 4 | Light-moderate | 1 | SYNTHETIC - scenario built by pairing a prototype shelter design with representative monthly climatology; not a record of a real, physically deployed shelter.
S227 | D08 | Cold / high-altitude | Mismatched (stress test) | Jaisalmer | June | Jaisalmer-June | 38 | 30 | 4.5 | 270.8333 | 15 | M15 | 1 | 250 | M09 | 0.04 | 150 | 0.25 | 3.75 | 0.17 | 4.17 | 0.23981 | 45 | 1.8 | 52 | 0.038462 | 5 | Resting / sleeping | 1.75 | SYNTHETIC - scenario built by pairing a prototype shelter design with representative monthly climatology; not a record of a real, physically deployed shelter.
S228 | D16 | Hot-dry | Mismatched (stress test) | Leh | January | Leh-January | -8 | 25 | 2 | 166.6667 | 5 | M14 | 0.6 | 300 | M08 | 0.031 | 30 | 0.5 | 0.96774 | 0.17 | 1.6377 | 0.6106 | 51.6 | 1.6 | 63 | 0.030075 | 5 | Light | 0.5 | SYNTHETIC - scenario built by pairing a prototype shelter design with representative monthly climatology; not a record of a real, physically deployed shelter.

## Output_Benefits
Scenario_ID | Estimated_ACH | Ventilation_Loss_Coefficient_WK | Conductive_Loss_Coefficient_WK | Total_Loss_Coefficient_WK | Effective_Solar_Aperture_m2 | Estimated_Heat_Gain_W | Estimated_Indoor_Temperature_C | Indoor_Outdoor_Temp_Difference_C | Estimated_Heat_Loss_W | Adaptive_Comfort_Neutral_Temp_C | Adaptive_Comfort_Deviation_C | Comfort_Band_Status | Comfort_Score_0to100 | PMV_Approximate_LowConfidence | PPD_Approximate_pct_LowConfidence | Estimated_Heating_Requirement_W | Estimated_Cooling_Requirement_W | Energy_Requirement_W | Thermal_Performance_Score_0to100 | Overall_Shelter_Suitability_Score_0to100 | Recommended_Status | Primary_Recommendation_Reason | Data_Source_Label
S001 | 0.91667 | 6.534 | 5.2657 | 11.7997 | 0.6 | 100 | 0.47476 | 8.4748 | 100 | 15.32 | -14.8452 | Outside safe range | 0 | -3 | 99.1159 | 206.7932 | 0 | 206.7932 | 58.6414 | 29.3207 | Not Recommended | Increase insulation thickness or reduce opening area to cut heat loss | SYNTHETIC/ESTIMATED - computed via a simplified steady-state heat-balance approximation (single-node lumped model) for prototype purposes. This is NOT an ANSYS/CFD simulation result. Must be replaced or validated with proper thermal simulation, ANSYS modelling, or physical testing before final submission.
S002 | 0.91667 | 6.534 | 5.2657 | 11.7997 | 0.6 | 162.5 | 20.7715 | 13.7715 | 162.5 | 19.97 | 0.80149 | Within safe range | 93.5881 | 0.26716 | 6.4821 | 0 | 0 | 0 | 100 | 96.794 | Recommended | Design meets estimated comfort band without major changes | SYNTHETIC/ESTIMATED - computed via a simplified steady-state heat-balance approximation (single-node lumped model) for prototype purposes. This is NOT an ANSYS/CFD simulation result. Must be replaced or validated with proper thermal simulation, ANSYS modelling, or physical testing before final submission.
S003 | 0.91667 | 6.534 | 5.2657 | 11.7997 | 0.6 | 170 | 33.4071 | 14.4071 | 170 | 23.69 | 9.7171 | Within safe range | 22.2632 | 3 | 99.1159 | 0 | 87.4018 | 87.4018 | 82.5196 | 52.3914 | Not Recommended | Increase shading/ventilation or reduce solar-facing openings to cut heat gain | SYNTHETIC/ESTIMATED - computed via a simplified steady-state heat-balance approximation (single-node lumped model) for prototype purposes. This is NOT an ANSYS/CFD simulation result. Must be replaced or validated with proper thermal simulation, ANSYS modelling, or physical testing before final submission.
S004 | 0.91667 | 6.534 | 5.2657 | 11.7997 | 0.6 | 150 | 26.7121 | 12.7121 | 150 | 22.14 | 4.5721 | Within safe range | 63.4228 | 1.524 | 52.2079 | 0 | 8.4031 | 8.4031 | 98.3194 | 80.8711 | Recommended | Increase shading/ventilation or reduce solar-facing openings to cut heat gain | SYNTHETIC/ESTIMATED - computed via a simplified steady-state heat-balance approximation (single-node lumped model) for prototype purposes. This is NOT an ANSYS/CFD simulation result. Must be replaced or validated with proper thermal simulation, ANSYS modelling, or physical testing before final submission.
S005 | 0.91667 | 6.534 | 5.2657 | 11.7997 | 0.6 | 105 | 7.8985 | 8.8985 | 105 | 17.49 | -9.5915 | Outside safe range | 23.268 | -3 | 99.1159 | 119.1951 | 0 | 119.1951 | 76.161 | 49.7145 | Not Recommended | Increase insulation thickness or reduce opening area to cut heat loss | SYNTHETIC/ESTIMATED - computed via a simplified steady-state heat-balance approximation (single-node lumped model) for prototype purposes. This is NOT an ANSYS/CFD simulation result. Must be replaced or validated with proper thermal simulation, ANSYS modelling, or physical testing before final submission.
S006 | 0.88462 | 15.18 | 8.5854 | 23.7654 | 0.9 | 150 | -1.6883 | 6.3117 | 150 | 15.32 | -17.0083 | Outside safe range | 0 | -3 | 99.1159 | 467.9016 | 0 | 467.9016 | 6.4197 | 3.2098 | Not Recommended | Increase insulation thickness or reduce opening area to cut heat loss | SYNTHETIC/ESTIMATED - computed via a simplified steady-state heat-balance approximation (single-node lumped model) for prototype purposes. This is NOT an ANSYS/CFD simulation result. Must be replaced or validated with proper thermal simulation, ANSYS modelling, or physical testing before final submission.
S007 | 0.88462 | 15.18 | 8.5854 | 23.7654 | 0.9 | 243.75 | 17.2565 | 10.2565 | 243.75 | 19.97 | -2.7135 | Within safe range | 78.2919 | -0.9045 | 22.276 | 17.6699 | 0 | 17.6699 | 96.466 | 87.379 | Recommended | Increase insulation thickness or reduce opening area to cut heat loss | SYNTHETIC/ESTIMATED - computed via a simplified steady-state heat-balance approximation (single-node lumped model) for prototype purposes. This is NOT an ANSYS/CFD simulation result. Must be replaced or validated with proper thermal simulation, ANSYS modelling, or physical testing before final submission.
S008 | 0.88462 | 15.18 | 8.5854 | 23.7654 | 0.9 | 255 | 29.7299 | 10.7299 | 255 | 23.69 | 6.0399 | Within safe range | 51.6811 | 2.0133 | 77.3587 | 0 | 88.6419 | 88.6419 | 82.2716 | 66.9764 | Recommended | Increase shading/ventilation or reduce solar-facing openings to cut heat gain | SYNTHETIC/ESTIMATED - computed via a simplified steady-state heat-balance approximation (single-node lumped model) for prototype purposes. This is NOT an ANSYS/CFD simulation result. Must be replaced or validated with proper thermal simulation, ANSYS modelling, or physical testing before final submission.
S009 | 0.88462 | 15.18 | 8.5854 | 23.7654 | 0.9 | 225 | 23.4675 | 9.4675 | 225 | 22.14 | 1.3275 | Within safe range | 89.3798 | 0.44251 | 9.0852 | 0 | 0 | 0 | 100 | 94.6899 | Recommended | Design meets estimated comfort band without major changes | SYNTHETIC/ESTIMATED - computed via a simplified steady-state heat-balance approximation (single-node lumped model) for prototype purposes. This is NOT an ANSYS/CFD simulation result. Must be replaced or validated with proper thermal simulation, ANSYS modelling, or physical testing before final submission.
S010 | 0.88462 | 15.18 | 8.5854 | 23.7654 | 0.9 | 157.5 | 5.6273 | 6.6273 | 157.5 | 17.49 | -11.8627 | Outside safe range | 5.0982 | -3 | 99.1159 | 294.0435 | 0 | 294.0435 | 41.1913 | 23.1447 | Not Recommended | Increase insulation thickness or reduce opening area to cut heat loss | SYNTHETIC/ESTIMATED - computed via a simplified steady-state heat-balance approximation (single-node lumped model) for prototype purposes. This is NOT an ANSYS/CFD simulation result. Must be replaced or validated with proper thermal simulation, ANSYS modelling, or physical testing before final submission.
S011 | 0.91667 | 6.534 | 5.5295 | 12.0635 | 0.6 | 100 | 0.28948 | 8.2895 | 100 | 15.32 | -15.0305 | Outside safe range | 0 | -3 | 99.1159 | 213.6505 | 0 | 213.6505 | 57.2699 | 28.635 | Not Recommended | Increase insulation thickness or reduce opening area to cut heat loss | SYNTHETIC/ESTIMATED - computed via a simplified steady-state heat-balance approximation (single-node lumped model) for prototype purposes. This is NOT an ANSYS/CFD simulation result. Must be replaced or validated with proper thermal simulation, ANSYS modelling, or physical testing before final submission.
S012 | 0.91667 | 6.534 | 5.5295 | 12.0635 | 0.6 | 162.5 | 20.4704 | 13.4704 | 162.5 | 19.97 | 0.50041 | Within safe range | 95.9967 | 0.1668 | 5.5767 | 0 | 0 | 0 | 100 | 97.9984 | Recommended | Design meets estimated comfort band without major changes | SYNTHETIC/ESTIMATED - computed via a simplified steady-state heat-balance approximation (single-node lumped model) for prototype purposes. This is NOT an ANSYS/CFD simulation result. Must be replaced or validated with proper thermal simulation, ANSYS modelling, or physical testing before final submission.
S013 | 0.91667 | 6.534 | 5.5295 | 12.0635 | 0.6 | 170 | 33.0921 | 14.0921 | 170 | 23.69 | 9.4021 | Within safe range | 24.783 | 3 | 99.1159 | 0 | 85.5556 | 85.5556 | 82.8889 | 53.836 | Not Recommended | Increase shading/ventilation or reduce solar-facing openings to cut heat gain | SYNTHETIC/ESTIMATED - computed via a simplified steady-state heat-balance approximation (single-node lumped model) for prototype purposes. This is NOT an ANSYS/CFD simulation result. Must be replaced or validated with proper thermal simulation, ANSYS modelling, or physical testing before final submission.
S014 | 0.91667 | 6.534 | 5.5295 | 12.0635 | 0.6 | 150 | 26.4342 | 12.4342 | 150 | 22.14 | 4.2942 | Within safe range | 65.6462 | 1.4314 | 47.1925 | 0 | 5.2383 | 5.2383 | 98.9523 | 82.2993 | Recommended | Increase shading/ventilation or reduce solar-facing openings to cut heat gain | SYNTHETIC/ESTIMATED - computed via a simplified steady-state heat-balance approximation (single-node lumped model) for prototype purposes. This is NOT an ANSYS/CFD simulation result. Must be replaced or validated with proper thermal simulation, ANSYS modelling, or physical testing before final submission.
S015 | 0.91667 | 6.534 | 5.5295 | 12.0635 | 0.6 | 105 | 7.704 | 8.704 | 105 | 17.49 | -9.786 | Outside safe range | 21.7117 | -3 | 99.1159 | 124.2061 | 0 | 124.2061 | 75.1588 | 48.4352 | Not Recommended | Increase insulation thickness or reduce opening area to cut heat loss | SYNTHETIC/ESTIMATED - computed via a simplified steady-state heat-balance approximation (single-node lumped model) for prototype purposes. This is NOT an ANSYS/CFD simulation result. Must be replaced or validated with proper thermal simulation, ANSYS modelling, or physical testing before final submission.
S016 | 0.88462 | 15.18 | 9.0155 | 24.1955 | 0.9 | 150 | -1.8005 | 6.1995 | 150 | 15.32 | -17.1205 | Outside safe range | 0 | -3 | 99.1159 | 479.0818 | 0 | 479.0818 | 4.1836 | 2.0918 | Not Recommended | Increase insulation thickness or reduce opening area to cut heat loss | SYNTHETIC/ESTIMATED - computed via a simplified steady-state heat-balance approximation (single-node lumped model) for prototype purposes. This is NOT an ANSYS/CFD simulation result. Must be replaced or validated with proper thermal simulation, ANSYS modelling, or physical testing before final submission.
S017 | 0.88462 | 15.18 | 9.0155 | 24.1955 | 0.9 | 243.75 | 17.0742 | 10.0742 | 243.75 | 19.97 | -2.8958 | Within safe range | 76.8336 | -0.96526 | 24.6802 | 22.4 | 0 | 22.4 | 95.52 | 86.1768 | Recommended | Increase insulation thickness or reduce opening area to cut heat loss | SYNTHETIC/ESTIMATED - computed via a simplified steady-state heat-balance approximation (single-node lumped model) for prototype purposes. This is NOT an ANSYS/CFD simulation result. Must be replaced or validated with proper thermal simulation, ANSYS modelling, or physical testing before final submission.
S018 | 0.88462 | 15.18 | 9.0155 | 24.1955 | 0.9 | 255 | 29.5392 | 10.5392 | 255 | 23.69 | 5.8492 | Within safe range | 53.2066 | 1.9497 | 74.4404 | 0 | 85.6318 | 85.6318 | 82.8736 | 68.0401 | Recommended | Increase shading/ventilation or reduce solar-facing openings to cut heat gain | SYNTHETIC/ESTIMATED - computed via a simplified steady-state heat-balance approximation (single-node lumped model) for prototype purposes. This is NOT an ANSYS/CFD simulation result. Must be replaced or validated with proper thermal simulation, ANSYS modelling, or physical testing before final submission.
S019 | 0.88462 | 15.18 | 9.0155 | 24.1955 | 0.9 | 225 | 23.2993 | 9.2993 | 225 | 22.14 | 1.1593 | Within safe range | 90.7259 | 0.38642 | 8.11 | 0 | 0 | 0 | 100 | 95.3629 | Recommended | Design meets estimated comfort band without major changes | SYNTHETIC/ESTIMATED - computed via a simplified steady-state heat-balance approximation (single-node lumped model) for prototype purposes. This is NOT an ANSYS/CFD simulation result. Must be replaced or validated with proper thermal simulation, ANSYS modelling, or physical testing before final submission.
S020 | 0.88462 | 15.18 | 9.0155 | 24.1955 | 0.9 | 157.5 | 5.5095 | 6.5095 | 157.5 | 17.49 | -11.9805 | Outside safe range | 4.1559 | -3 | 99.1159 | 302.2136 | 0 | 302.2136 | 39.5573 | 21.8566 | Not Recommended | Increase insulation thickness or reduce opening area to cut heat loss | SYNTHETIC/ESTIMATED - computed via a simplified steady-state heat-balance approximation (single-node lumped model) for prototype purposes. This is NOT an ANSYS/CFD simulation result. Must be replaced or validated with proper thermal simulation, ANSYS modelling, or physical testing before final submission.
S021 | 0.91667 | 6.534 | 6.2443 | 12.7783 | 0.6 | 100 | -0.17426 | 7.8257 | 100 | 15.32 | -15.4943 | Outside safe range | 0 | -3 | 99.1159 | 232.2369 | 0 | 232.2369 | 53.5526 | 26.7763 | Not Recommended | Increase insulation thickness or reduce opening area to cut heat loss | SYNTHETIC/ESTIMATED - computed via a simplified steady-state heat-balance approximation (single-node lumped model) for prototype purposes. This is NOT an ANSYS/CFD simulation result. Must be replaced or validated with proper thermal simulation, ANSYS modelling, or physical testing before final submission.
S022 | 0.91667 | 6.534 | 6.2443 | 12.7783 | 0.6 | 162.5 | 19.7168 | 12.7168 | 162.5 | 19.97 | -0.25317 | Within safe range | 97.9746 | -0.084391 | 5.1475 | 0 | 0 | 0 | 100 | 98.9873 | Recommended | Design meets estimated comfort band without major changes | SYNTHETIC/ESTIMATED - computed via a simplified steady-state heat-balance approximation (single-node lumped model) for prototype purposes. This is NOT an ANSYS/CFD simulation result. Must be replaced or validated with proper thermal simulation, ANSYS modelling, or physical testing before final submission.
S023 | 0.91667 | 6.534 | 6.2443 | 12.7783 | 0.6 | 170 | 32.3038 | 13.3038 | 170 | 23.69 | 8.6138 | Within safe range | 31.0899 | 2.8713 | 98.3862 | 0 | 80.5516 | 80.5516 | 83.8897 | 57.4898 | Not Recommended | Increase shading/ventilation or reduce solar-facing openings to cut heat gain | SYNTHETIC/ESTIMATED - computed via a simplified steady-state heat-balance approximation (single-node lumped model) for prototype purposes. This is NOT an ANSYS/CFD simulation result. Must be replaced or validated with proper thermal simulation, ANSYS modelling, or physical testing before final submission.
S024 | 0.91667 | 6.534 | 6.2443 | 12.7783 | 0.6 | 150 | 25.7386 | 11.7386 | 150 | 22.14 | 3.5986 | Within safe range | 71.2111 | 1.1995 | 35.2248 | 0 | 0 | 0 | 100 | 85.6056 | Recommended | Design meets estimated comfort band without major changes | SYNTHETIC/ESTIMATED - computed via a simplified steady-state heat-balance approximation (single-node lumped model) for prototype purposes. This is NOT an ANSYS/CFD simulation result. Must be replaced or validated with proper thermal simulation, ANSYS modelling, or physical testing before final submission.
S025 | 0.91667 | 6.534 | 6.2443 | 12.7783 | 0.6 | 105 | 7.217 | 8.217 | 105 | 17.49 | -10.273 | Outside safe range | 17.8162 | -3 | 99.1159 | 137.7885 | 0 | 137.7885 | 72.4423 | 45.1293 | Not Recommended | Increase insulation thickness or reduce opening area to cut heat loss | SYNTHETIC/ESTIMATED - computed via a simplified steady-state heat-balance approximation (single-node lumped model) for prototype purposes. This is NOT an ANSYS/CFD simulation result. Must be replaced or validated with proper thermal simulation, ANSYS modelling, or physical testing before final submission.
S026 | 0.88462 | 15.18 | 10.181 | 25.361 | 0.9 | 150 | -2.0854 | 5.9146 | 150 | 15.32 | -17.4054 | Outside safe range | 0 | -3 | 99.1159 | 509.3859 | 0 | 509.3859 | 0 | 0 | Not Recommended | Increase insulation thickness or reduce opening area to cut heat loss | SYNTHETIC/ESTIMATED - computed via a simplified steady-state heat-balance approximation (single-node lumped model) for prototype purposes. This is NOT an ANSYS/CFD simulation result. Must be replaced or validated with proper thermal simulation, ANSYS modelling, or physical testing before final submission.
S027 | 0.88462 | 15.18 | 10.181 | 25.361 | 0.9 | 243.75 | 16.6112 | 9.6112 | 243.75 | 19.97 | -3.3588 | Within safe range | 73.1297 | -1.1196 | 31.4161 | 35.221 | 0 | 35.221 | 92.9558 | 83.0428 | Recommended | Increase insulation thickness or reduce opening area to cut heat loss | SYNTHETIC/ESTIMATED - computed via a simplified steady-state heat-balance approximation (single-node lumped model) for prototype purposes. This is NOT an ANSYS/CFD simulation result. Must be replaced or validated with proper thermal simulation, ANSYS modelling, or physical testing before final submission.
S028 | 0.88462 | 15.18 | 10.181 | 25.361 | 0.9 | 255 | 29.0548 | 10.0548 | 255 | 23.69 | 5.3648 | Within safe range | 57.0815 | 1.7883 | 66.4125 | 0 | 77.473 | 77.473 | 84.5054 | 70.7935 | Recommended | Increase shading/ventilation or reduce solar-facing openings to cut heat gain | SYNTHETIC/ESTIMATED - computed via a simplified steady-state heat-balance approximation (single-node lumped model) for prototype purposes. This is NOT an ANSYS/CFD simulation result. Must be replaced or validated with proper thermal simulation, ANSYS modelling, or physical testing before final submission.
S029 | 0.88462 | 15.18 | 10.181 | 25.361 | 0.9 | 225 | 22.8719 | 8.8719 | 225 | 22.14 | 0.73189 | Within safe range | 94.1449 | 0.24396 | 6.2352 | 0 | 0 | 0 | 100 | 97.0724 | Recommended | Design meets estimated comfort band without major changes | SYNTHETIC/ESTIMATED - computed via a simplified steady-state heat-balance approximation (single-node lumped model) for prototype purposes. This is NOT an ANSYS/CFD simulation result. Must be replaced or validated with proper thermal simulation, ANSYS modelling, or physical testing before final submission.
S030 | 0.88462 | 15.18 | 10.181 | 25.361 | 0.9 | 157.5 | 5.2103 | 6.2103 | 157.5 | 17.49 | -12.2797 | Outside safe range | 1.7626 | -3 | 99.1159 | 324.3589 | 0 | 324.3589 | 35.1282 | 18.4454 | Not Recommended | Increase insulation thickness or reduce opening area to cut heat loss | SYNTHETIC/ESTIMATED - computed via a simplified steady-state heat-balance approximation (single-node lumped model) for prototype purposes. This is NOT an ANSYS/CFD simulation result. Must be replaced or validated with proper thermal simulation, ANSYS modelling, or physical testing before final submission.
S031 | 0.91667 | 6.534 | 6.6187 | 13.1527 | 0.6 | 100 | -0.397 | 7.603 | 100 | 15.32 | -15.717 | Outside safe range | 0 | -3 | 99.1159 | 241.9703 | 0 | 241.9703 | 51.6059 | 25.803 | Not Recommended | Increase insulation thickness or reduce opening area to cut heat loss | SYNTHETIC/ESTIMATED - computed via a simplified steady-state heat-balance approximation (single-node lumped model) for prototype purposes. This is NOT an ANSYS/CFD simulation result. Must be replaced or validated with proper thermal simulation, ANSYS modelling, or physical testing before final submission.
S032 | 0.91667 | 6.534 | 6.6187 | 13.1527 | 0.6 | 162.5 | 19.3549 | 12.3549 | 162.5 | 19.97 | -0.61513 | Within safe range | 95.079 | -0.20504 | 5.8719 | 0 | 0 | 0 | 100 | 97.5395 | Recommended | Design meets estimated comfort band without major changes | SYNTHETIC/ESTIMATED - computed via a simplified steady-state heat-balance approximation (single-node lumped model) for prototype purposes. This is NOT an ANSYS/CFD simulation result. Must be replaced or validated with proper thermal simulation, ANSYS modelling, or physical testing before final submission.
S033 | 0.91667 | 6.534 | 6.6187 | 13.1527 | 0.6 | 170 | 31.9251 | 12.9251 | 170 | 23.69 | 8.2351 | Within safe range | 34.1192 | 2.745 | 97.2595 | 0 | 77.9311 | 77.9311 | 84.4138 | 59.2665 | Not Recommended | Increase shading/ventilation or reduce solar-facing openings to cut heat gain | SYNTHETIC/ESTIMATED - computed via a simplified steady-state heat-balance approximation (single-node lumped model) for prototype purposes. This is NOT an ANSYS/CFD simulation result. Must be replaced or validated with proper thermal simulation, ANSYS modelling, or physical testing before final submission.
S034 | 0.91667 | 6.534 | 6.6187 | 13.1527 | 0.6 | 150 | 25.4045 | 11.4045 | 150 | 22.14 | 3.2645 | Within safe range | 73.884 | 1.0882 | 29.9753 | 0 | 0 | 0 | 100 | 86.942 | Recommended | Design meets estimated comfort band without major changes | SYNTHETIC/ESTIMATED - computed via a simplified steady-state heat-balance approximation (single-node lumped model) for prototype purposes. This is NOT an ANSYS/CFD simulation result. Must be replaced or validated with proper thermal simulation, ANSYS modelling, or physical testing before final submission.
S035 | 0.91667 | 6.534 | 6.6187 | 13.1527 | 0.6 | 105 | 6.9831 | 7.9831 | 105 | 17.49 | -10.5069 | Outside safe range | 15.9452 | -3 | 99.1159 | 144.9014 | 0 | 144.9014 | 71.0197 | 43.4825 | Not Recommended | Increase insulation thickness or reduce opening area to cut heat loss | SYNTHETIC/ESTIMATED - computed via a simplified steady-state heat-balance approximation (single-node lumped model) for prototype purposes. This is NOT an ANSYS/CFD simulation result. Must be replaced or validated with proper thermal simulation, ANSYS modelling, or physical testing before final submission.
S036 | 0.88462 | 15.18 | 10.7914 | 25.9714 | 0.9 | 150 | -2.2244 | 5.7756 | 150 | 15.32 | -17.5444 | Outside safe range | 0 | -3 | 99.1159 | 525.2555 | 0 | 525.2555 | 0 | 0 | Not Recommended | Increase insulation thickness or reduce opening area to cut heat loss | SYNTHETIC/ESTIMATED - computed via a simplified steady-state heat-balance approximation (single-node lumped model) for prototype purposes. This is NOT an ANSYS/CFD simulation result. Must be replaced or validated with proper thermal simulation, ANSYS modelling, or physical testing before final submission.
S037 | 0.88462 | 15.18 | 10.7914 | 25.9714 | 0.9 | 243.75 | 16.3853 | 9.3853 | 243.75 | 19.97 | -3.5847 | Within safe range | 71.3227 | -1.1949 | 34.998 | 41.935 | 0 | 41.935 | 91.613 | 81.4678 | Recommended | Increase insulation thickness or reduce opening area to cut heat loss | SYNTHETIC/ESTIMATED - computed via a simplified steady-state heat-balance approximation (single-node lumped model) for prototype purposes. This is NOT an ANSYS/CFD simulation result. Must be replaced or validated with proper thermal simulation, ANSYS modelling, or physical testing before final submission.
S038 | 0.88462 | 15.18 | 10.7914 | 25.9714 | 0.9 | 255 | 28.8185 | 9.8185 | 255 | 23.69 | 5.1285 | Within safe range | 58.972 | 1.7095 | 62.2597 | 0 | 73.2004 | 73.2004 | 85.3599 | 72.1659 | Recommended | Increase shading/ventilation or reduce solar-facing openings to cut heat gain | SYNTHETIC/ESTIMATED - computed via a simplified steady-state heat-balance approximation (single-node lumped model) for prototype purposes. This is NOT an ANSYS/CFD simulation result. Must be replaced or validated with proper thermal simulation, ANSYS modelling, or physical testing before final submission.
S039 | 0.88462 | 15.18 | 10.7914 | 25.9714 | 0.9 | 225 | 22.6634 | 8.6634 | 225 | 22.14 | 0.52339 | Within safe range | 95.8129 | 0.17446 | 5.6309 | 0 | 0 | 0 | 100 | 97.9065 | Recommended | Design meets estimated comfort band without major changes | SYNTHETIC/ESTIMATED - computed via a simplified steady-state heat-balance approximation (single-node lumped model) for prototype purposes. This is NOT an ANSYS/CFD simulation result. Must be replaced or validated with proper thermal simulation, ANSYS modelling, or physical testing before final submission.
S040 | 0.88462 | 15.18 | 10.7914 | 25.9714 | 0.9 | 157.5 | 5.0644 | 6.0644 | 157.5 | 17.49 | -12.4256 | Outside safe range | 0.59497 | -3 | 99.1159 | 335.956 | 0 | 335.956 | 32.8088 | 16.7019 | Not Recommended | Increase insulation thickness or reduce opening area to cut heat loss | SYNTHETIC/ESTIMATED - computed via a simplified steady-state heat-balance approximation (single-node lumped model) for prototype purposes. This is NOT an ANSYS/CFD simulation result. Must be replaced or validated with proper thermal simulation, ANSYS modelling, or physical testing before final submission.
S041 | 0.79586 | 7.1699 | 65.788 | 72.9579 | 0.5 | 93.75 | 16.285 | 1.285 | 93.75 | 22.45 | -6.165 | Within safe range | 50.6799 | -2.055 | 79.1845 | 125.1236 | 0 | 125.1236 | 74.9753 | 62.8276 | Recommended | Increase insulation thickness or reduce opening area to cut heat loss | SYNTHETIC/ESTIMATED - computed via a simplified steady-state heat-balance approximation (single-node lumped model) for prototype purposes. This is NOT an ANSYS/CFD simulation result. Must be replaced or validated with proper thermal simulation, ANSYS modelling, or physical testing before final submission.
S042 | 0.79586 | 7.1699 | 65.788 | 72.9579 | 0.5 | 141.6667 | 33.9418 | 1.9418 | 141.6667 | 27.72 | 6.2218 | Within safe range | 50.2259 | 2.0739 | 79.9875 | 0 | 579.4138 | 579.4138 | 0 | 25.113 | Not Recommended | Increase shading/ventilation or reduce solar-facing openings to cut heat gain | SYNTHETIC/ESTIMATED - computed via a simplified steady-state heat-balance approximation (single-node lumped model) for prototype purposes. This is NOT an ANSYS/CFD simulation result. Must be replaced or validated with proper thermal simulation, ANSYS modelling, or physical testing before final submission.
S043 | 0.79586 | 7.1699 | 65.788 | 72.9579 | 0.5 | 114.5833 | 35.5705 | 1.5705 | 114.5833 | 28.34 | 7.2305 | Outside safe range | 42.1557 | 2.4102 | 91.3578 | 0 | 698.2461 | 698.2461 | 0 | 21.0778 | Not Recommended | Increase shading/ventilation or reduce solar-facing openings to cut heat gain | SYNTHETIC/ESTIMATED - computed via a simplified steady-state heat-balance approximation (single-node lumped model) for prototype purposes. This is NOT an ANSYS/CFD simulation result. Must be replaced or validated with proper thermal simulation, ANSYS modelling, or physical testing before final submission.
S044 | 0.79586 | 7.1699 | 65.788 | 72.9579 | 0.5 | 120.8333 | 33.6562 | 1.6562 | 120.8333 | 27.72 | 5.9362 | Within safe range | 52.5103 | 1.9787 | 75.7919 | 0 | 558.5804 | 558.5804 | 0 | 26.2552 | Not Recommended | Increase shading/ventilation or reduce solar-facing openings to cut heat gain | SYNTHETIC/ESTIMATED - computed via a simplified steady-state heat-balance approximation (single-node lumped model) for prototype purposes. This is NOT an ANSYS/CFD simulation result. Must be replaced or validated with proper thermal simulation, ANSYS modelling, or physical testing before final submission.
S045 | 0.79586 | 7.1699 | 65.788 | 72.9579 | 0.5 | 100 | 22.3707 | 1.3707 | 100 | 24.31 | -1.9393 | Within safe range | 84.4852 | -0.64645 | 13.7749 | 0 | 0 | 0 | 100 | 92.2426 | Recommended | Design meets estimated comfort band without major changes | SYNTHETIC/ESTIMATED - computed via a simplified steady-state heat-balance approximation (single-node lumped model) for prototype purposes. This is NOT an ANSYS/CFD simulation result. Must be replaced or validated with proper thermal simulation, ANSYS modelling, or physical testing before final submission.
S046 | 0.80075 | 16.6476 | 103.4957 | 120.1433 | 0.8 | 150 | 16.2485 | 1.2485 | 150 | 22.45 | -6.2015 | Within safe range | 50.3881 | -2.0672 | 79.7025 | 210.43 | 0 | 210.43 | 57.914 | 54.151 | Not Recommended | Increase insulation thickness or reduce opening area to cut heat loss | SYNTHETIC/ESTIMATED - computed via a simplified steady-state heat-balance approximation (single-node lumped model) for prototype purposes. This is NOT an ANSYS/CFD simulation result. Must be replaced or validated with proper thermal simulation, ANSYS modelling, or physical testing before final submission.
S047 | 0.80075 | 16.6476 | 103.4957 | 120.1433 | 0.8 | 226.6667 | 33.8866 | 1.8866 | 226.6667 | 27.72 | 6.1666 | Within safe range | 50.6669 | 2.0555 | 79.2077 | 0 | 947.5267 | 947.5267 | 0 | 25.3335 | Not Recommended | Increase shading/ventilation or reduce solar-facing openings to cut heat gain | SYNTHETIC/ESTIMATED - computed via a simplified steady-state heat-balance approximation (single-node lumped model) for prototype purposes. This is NOT an ANSYS/CFD simulation result. Must be replaced or validated with proper thermal simulation, ANSYS modelling, or physical testing before final submission.
S048 | 0.80075 | 16.6476 | 103.4957 | 120.1433 | 0.8 | 183.3333 | 35.526 | 1.526 | 183.3333 | 28.34 | 7.186 | Outside safe range | 42.5124 | 2.3953 | 90.9761 | 0 | 1144.48 | 1144.48 | 0 | 21.2562 | Not Recommended | Increase shading/ventilation or reduce solar-facing openings to cut heat gain | SYNTHETIC/ESTIMATED - computed via a simplified steady-state heat-balance approximation (single-node lumped model) for prototype purposes. This is NOT an ANSYS/CFD simulation result. Must be replaced or validated with proper thermal simulation, ANSYS modelling, or physical testing before final submission.
S049 | 0.80075 | 16.6476 | 103.4957 | 120.1433 | 0.8 | 193.3333 | 33.6092 | 1.6092 | 193.3333 | 27.72 | 5.8892 | Within safe range | 52.8865 | 1.9631 | 75.0658 | 0 | 914.1933 | 914.1933 | 0 | 26.4432 | Not Recommended | Increase shading/ventilation or reduce solar-facing openings to cut heat gain | SYNTHETIC/ESTIMATED - computed via a simplified steady-state heat-balance approximation (single-node lumped model) for prototype purposes. This is NOT an ANSYS/CFD simulation result. Must be replaced or validated with proper thermal simulation, ANSYS modelling, or physical testing before final submission.
S050 | 0.80075 | 16.6476 | 103.4957 | 120.1433 | 0.8 | 160 | 22.3317 | 1.3317 | 160 | 24.31 | -1.9783 | Within safe range | 84.1739 | -0.65942 | 14.1341 | 0 | 0 | 0 | 100 | 92.087 | Recommended | Design meets estimated comfort band without major changes | SYNTHETIC/ESTIMATED - computed via a simplified steady-state heat-balance approximation (single-node lumped model) for prototype purposes. This is NOT an ANSYS/CFD simulation result. Must be replaced or validated with proper thermal simulation, ANSYS modelling, or physical testing before final submission.
S051 | 0.79586 | 7.1699 | 22.369 | 29.5389 | 0.5 | 93.75 | 18.1738 | 3.1738 | 93.75 | 22.45 | -4.2762 | Within safe range | 65.7902 | -1.4254 | 46.8704 | 0 | 0 | 0 | 100 | 82.8951 | Recommended | Design meets estimated comfort band without major changes | SYNTHETIC/ESTIMATED - computed via a simplified steady-state heat-balance approximation (single-node lumped model) for prototype purposes. This is NOT an ANSYS/CFD simulation result. Must be replaced or validated with proper thermal simulation, ANSYS modelling, or physical testing before final submission.
S052 | 0.79586 | 7.1699 | 22.369 | 29.5389 | 0.5 | 141.6667 | 36.7959 | 4.7959 | 141.6667 | 27.72 | 9.0759 | Outside safe range | 27.3925 | 3 | 99.1159 | 0 | 318.9001 | 318.9001 | 36.22 | 31.8063 | Not Recommended | Increase shading/ventilation or reduce solar-facing openings to cut heat gain | SYNTHETIC/ESTIMATED - computed via a simplified steady-state heat-balance approximation (single-node lumped model) for prototype purposes. This is NOT an ANSYS/CFD simulation result. Must be replaced or validated with proper thermal simulation, ANSYS modelling, or physical testing before final submission.
S053 | 0.79586 | 7.1699 | 22.369 | 29.5389 | 0.5 | 114.5833 | 37.8791 | 3.8791 | 114.5833 | 28.34 | 9.5391 | Outside safe range | 23.6875 | 3 | 99.1159 | 0 | 350.8946 | 350.8946 | 29.8211 | 26.7543 | Not Recommended | Increase shading/ventilation or reduce solar-facing openings to cut heat gain | SYNTHETIC/ESTIMATED - computed via a simplified steady-state heat-balance approximation (single-node lumped model) for prototype purposes. This is NOT an ANSYS/CFD simulation result. Must be replaced or validated with proper thermal simulation, ANSYS modelling, or physical testing before final submission.
S054 | 0.79586 | 7.1699 | 22.369 | 29.5389 | 0.5 | 120.8333 | 36.0906 | 4.0906 | 120.8333 | 27.72 | 8.3706 | Outside safe range | 33.0348 | 2.7902 | 97.7177 | 0 | 298.0668 | 298.0668 | 40.3866 | 36.7107 | Not Recommended | Increase shading/ventilation or reduce solar-facing openings to cut heat gain | SYNTHETIC/ESTIMATED - computed via a simplified steady-state heat-balance approximation (single-node lumped model) for prototype purposes. This is NOT an ANSYS/CFD simulation result. Must be replaced or validated with proper thermal simulation, ANSYS modelling, or physical testing before final submission.
S055 | 0.79586 | 7.1699 | 22.369 | 29.5389 | 0.5 | 100 | 24.3854 | 3.3854 | 100 | 24.31 | 0.075365 | Within safe range | 99.3971 | 0.025122 | 5.0131 | 0 | 0 | 0 | 100 | 99.6985 | Recommended | Design meets estimated comfort band without major changes | SYNTHETIC/ESTIMATED - computed via a simplified steady-state heat-balance approximation (single-node lumped model) for prototype purposes. This is NOT an ANSYS/CFD simulation result. Must be replaced or validated with proper thermal simulation, ANSYS modelling, or physical testing before final submission.
S056 | 0.80075 | 16.6476 | 35.1903 | 51.8379 | 0.8 | 150 | 17.8936 | 2.8936 | 150 | 22.45 | -4.5564 | Within safe range | 63.5491 | -1.5188 | 51.9217 | 5.5138 | 0 | 5.5138 | 98.8972 | 81.2232 | Recommended | Increase insulation thickness or reduce opening area to cut heat loss | SYNTHETIC/ESTIMATED - computed via a simplified steady-state heat-balance approximation (single-node lumped model) for prototype purposes. This is NOT an ANSYS/CFD simulation result. Must be replaced or validated with proper thermal simulation, ANSYS modelling, or physical testing before final submission.
S057 | 0.80075 | 16.6476 | 35.1903 | 51.8379 | 0.8 | 226.6667 | 36.3726 | 4.3726 | 226.6667 | 27.72 | 8.6526 | Outside safe range | 30.7792 | 2.8842 | 98.4765 | 0 | 537.6942 | 537.6942 | 0 | 15.3896 | Not Recommended | Increase shading/ventilation or reduce solar-facing openings to cut heat gain | SYNTHETIC/ESTIMATED - computed via a simplified steady-state heat-balance approximation (single-node lumped model) for prototype purposes. This is NOT an ANSYS/CFD simulation result. Must be replaced or validated with proper thermal simulation, ANSYS modelling, or physical testing before final submission.
S058 | 0.80075 | 16.6476 | 35.1903 | 51.8379 | 0.8 | 183.3333 | 37.5367 | 3.5367 | 183.3333 | 28.34 | 9.1967 | Outside safe range | 26.4267 | 3 | 99.1159 | 0 | 598.0367 | 598.0367 | 0 | 13.2133 | Not Recommended | Increase shading/ventilation or reduce solar-facing openings to cut heat gain | SYNTHETIC/ESTIMATED - computed via a simplified steady-state heat-balance approximation (single-node lumped model) for prototype purposes. This is NOT an ANSYS/CFD simulation result. Must be replaced or validated with proper thermal simulation, ANSYS modelling, or physical testing before final submission.
S059 | 0.80075 | 16.6476 | 35.1903 | 51.8379 | 0.8 | 193.3333 | 35.7296 | 3.7296 | 193.3333 | 27.72 | 8.0096 | Outside safe range | 35.9234 | 2.6699 | 96.3418 | 0 | 504.3609 | 504.3609 | 0 | 17.9617 | Not Recommended | Increase shading/ventilation or reduce solar-facing openings to cut heat gain | SYNTHETIC/ESTIMATED - computed via a simplified steady-state heat-balance approximation (single-node lumped model) for prototype purposes. This is NOT an ANSYS/CFD simulation result. Must be replaced or validated with proper thermal simulation, ANSYS modelling, or physical testing before final submission.
S060 | 0.80075 | 16.6476 | 35.1903 | 51.8379 | 0.8 | 160 | 24.0865 | 3.0865 | 160 | 24.31 | -0.22346 | Within safe range | 98.2123 | -0.074486 | 5.1149 | 0 | 0 | 0 | 100 | 99.1062 | Recommended | Design meets estimated comfort band without major changes | SYNTHETIC/ESTIMATED - computed via a simplified steady-state heat-balance approximation (single-node lumped model) for prototype purposes. This is NOT an ANSYS/CFD simulation result. Must be replaced or validated with proper thermal simulation, ANSYS modelling, or physical testing before final submission.
S061 | 0.79586 | 7.1699 | 48.9552 | 56.1251 | 0.5 | 93.75 | 16.6704 | 1.6704 | 93.75 | 22.45 | -5.7796 | Within safe range | 53.763 | -1.9265 | 73.3383 | 74.6253 | 0 | 74.6253 | 85.0749 | 69.419 | Recommended | Increase insulation thickness or reduce opening area to cut heat loss | SYNTHETIC/ESTIMATED - computed via a simplified steady-state heat-balance approximation (single-node lumped model) for prototype purposes. This is NOT an ANSYS/CFD simulation result. Must be replaced or validated with proper thermal simulation, ANSYS modelling, or physical testing before final submission.
S062 | 0.79586 | 7.1699 | 48.9552 | 56.1251 | 0.5 | 141.6667 | 34.5241 | 2.5241 | 141.6667 | 27.72 | 6.8041 | Within safe range | 45.567 | 2.268 | 87.247 | 0 | 478.4173 | 478.4173 | 4.3165 | 24.9418 | Not Recommended | Increase shading/ventilation or reduce solar-facing openings to cut heat gain | SYNTHETIC/ESTIMATED - computed via a simplified steady-state heat-balance approximation (single-node lumped model) for prototype purposes. This is NOT an ANSYS/CFD simulation result. Must be replaced or validated with proper thermal simulation, ANSYS modelling, or physical testing before final submission.
S063 | 0.79586 | 7.1699 | 48.9552 | 56.1251 | 0.5 | 114.5833 | 36.0416 | 2.0416 | 114.5833 | 28.34 | 7.7016 | Outside safe range | 38.3874 | 2.5672 | 94.733 | 0 | 563.5842 | 563.5842 | 0 | 19.1937 | Not Recommended | Increase shading/ventilation or reduce solar-facing openings to cut heat gain | SYNTHETIC/ESTIMATED - computed via a simplified steady-state heat-balance approximation (single-node lumped model) for prototype purposes. This is NOT an ANSYS/CFD simulation result. Must be replaced or validated with proper thermal simulation, ANSYS modelling, or physical testing before final submission.
S064 | 0.79586 | 7.1699 | 48.9552 | 56.1251 | 0.5 | 120.8333 | 34.1529 | 2.1529 | 120.8333 | 27.72 | 6.4329 | Within safe range | 48.5366 | 2.1443 | 82.8318 | 0 | 457.584 | 457.584 | 8.4832 | 28.5099 | Not Recommended | Increase shading/ventilation or reduce solar-facing openings to cut heat gain | SYNTHETIC/ESTIMATED - computed via a simplified steady-state heat-balance approximation (single-node lumped model) for prototype purposes. This is NOT an ANSYS/CFD simulation result. Must be replaced or validated with proper thermal simulation, ANSYS modelling, or physical testing before final submission.
S065 | 0.79586 | 7.1699 | 48.9552 | 56.1251 | 0.5 | 100 | 22.7817 | 1.7817 | 100 | 24.31 | -1.5283 | Within safe range | 87.7739 | -0.50942 | 10.4254 | 0 | 0 | 0 | 100 | 93.8869 | Recommended | Design meets estimated comfort band without major changes | SYNTHETIC/ESTIMATED - computed via a simplified steady-state heat-balance approximation (single-node lumped model) for prototype purposes. This is NOT an ANSYS/CFD simulation result. Must be replaced or validated with proper thermal simulation, ANSYS modelling, or physical testing before final submission.
S066 | 0.80075 | 16.6476 | 77.0149 | 93.6626 | 0.8 | 150 | 16.6015 | 1.6015 | 150 | 22.45 | -5.8485 | Within safe range | 53.212 | -1.9495 | 74.43 | 130.9877 | 0 | 130.9877 | 73.8025 | 63.5072 | Recommended | Increase insulation thickness or reduce opening area to cut heat loss | SYNTHETIC/ESTIMATED - computed via a simplified steady-state heat-balance approximation (single-node lumped model) for prototype purposes. This is NOT an ANSYS/CFD simulation result. Must be replaced or validated with proper thermal simulation, ANSYS modelling, or physical testing before final submission.
S067 | 0.80075 | 16.6476 | 77.0149 | 93.6626 | 0.8 | 226.6667 | 34.42 | 2.42 | 226.6667 | 27.72 | 6.7 | Within safe range | 46.3997 | 2.2333 | 86.0866 | 0 | 788.642 | 788.642 | 0 | 23.1999 | Not Recommended | Increase shading/ventilation or reduce solar-facing openings to cut heat gain | SYNTHETIC/ESTIMATED - computed via a simplified steady-state heat-balance approximation (single-node lumped model) for prototype purposes. This is NOT an ANSYS/CFD simulation result. Must be replaced or validated with proper thermal simulation, ANSYS modelling, or physical testing before final submission.
S068 | 0.80075 | 16.6476 | 77.0149 | 93.6626 | 0.8 | 183.3333 | 35.9574 | 1.9574 | 183.3333 | 28.34 | 7.6174 | Outside safe range | 39.0609 | 2.5391 | 94.2146 | 0 | 932.6338 | 932.6338 | 0 | 19.5305 | Not Recommended | Increase shading/ventilation or reduce solar-facing openings to cut heat gain | SYNTHETIC/ESTIMATED - computed via a simplified steady-state heat-balance approximation (single-node lumped model) for prototype purposes. This is NOT an ANSYS/CFD simulation result. Must be replaced or validated with proper thermal simulation, ANSYS modelling, or physical testing before final submission.
S069 | 0.80075 | 16.6476 | 77.0149 | 93.6626 | 0.8 | 193.3333 | 34.0641 | 2.0641 | 193.3333 | 27.72 | 6.3441 | Within safe range | 49.2468 | 2.1147 | 81.6642 | 0 | 755.3087 | 755.3087 | 0 | 24.6234 | Not Recommended | Increase shading/ventilation or reduce solar-facing openings to cut heat gain | SYNTHETIC/ESTIMATED - computed via a simplified steady-state heat-balance approximation (single-node lumped model) for prototype purposes. This is NOT an ANSYS/CFD simulation result. Must be replaced or validated with proper thermal simulation, ANSYS modelling, or physical testing before final submission.
S070 | 0.80075 | 16.6476 | 77.0149 | 93.6626 | 0.8 | 160 | 22.7083 | 1.7083 | 160 | 24.31 | -1.6017 | Within safe range | 87.1861 | -0.53391 | 10.9643 | 0 | 0 | 0 | 100 | 93.593 | Recommended | Design meets estimated comfort band without major changes | SYNTHETIC/ESTIMATED - computed via a simplified steady-state heat-balance approximation (single-node lumped model) for prototype purposes. This is NOT an ANSYS/CFD simulation result. Must be replaced or validated with proper thermal simulation, ANSYS modelling, or physical testing before final submission.
S071 | 0.79586 | 7.1699 | 20.0276 | 27.1975 | 0.5 | 93.75 | 18.447 | 3.447 | 93.75 | 22.45 | -4.003 | Within safe range | 67.9761 | -1.3343 | 42.047 | 0 | 0 | 0 | 100 | 83.9881 | Recommended | Design meets estimated comfort band without major changes | SYNTHETIC/ESTIMATED - computed via a simplified steady-state heat-balance approximation (single-node lumped model) for prototype purposes. This is NOT an ANSYS/CFD simulation result. Must be replaced or validated with proper thermal simulation, ANSYS modelling, or physical testing before final submission.
S072 | 0.79586 | 7.1699 | 20.0276 | 27.1975 | 0.5 | 141.6667 | 37.2088 | 5.2088 | 141.6667 | 27.72 | 9.4888 | Outside safe range | 24.0894 | 3 | 99.1159 | 0 | 304.8514 | 304.8514 | 39.0297 | 31.5596 | Not Recommended | Increase shading/ventilation or reduce solar-facing openings to cut heat gain | SYNTHETIC/ESTIMATED - computed via a simplified steady-state heat-balance approximation (single-node lumped model) for prototype purposes. This is NOT an ANSYS/CFD simulation result. Must be replaced or validated with proper thermal simulation, ANSYS modelling, or physical testing before final submission.
S073 | 0.79586 | 7.1699 | 20.0276 | 27.1975 | 0.5 | 114.5833 | 38.213 | 4.213 | 114.5833 | 28.34 | 9.873 | Outside safe range | 21.0159 | 3 | 99.1159 | 0 | 332.163 | 332.163 | 33.5674 | 27.2916 | Not Recommended | Increase shading/ventilation or reduce solar-facing openings to cut heat gain | SYNTHETIC/ESTIMATED - computed via a simplified steady-state heat-balance approximation (single-node lumped model) for prototype purposes. This is NOT an ANSYS/CFD simulation result. Must be replaced or validated with proper thermal simulation, ANSYS modelling, or physical testing before final submission.
S074 | 0.79586 | 7.1699 | 20.0276 | 27.1975 | 0.5 | 120.8333 | 36.4428 | 4.4428 | 120.8333 | 27.72 | 8.7228 | Outside safe range | 30.2175 | 2.9076 | 98.6294 | 0 | 284.0181 | 284.0181 | 43.1964 | 36.7069 | Not Recommended | Increase shading/ventilation or reduce solar-facing openings to cut heat gain | SYNTHETIC/ESTIMATED - computed via a simplified steady-state heat-balance approximation (single-node lumped model) for prototype purposes. This is NOT an ANSYS/CFD simulation result. Must be replaced or validated with proper thermal simulation, ANSYS modelling, or physical testing before final submission.
S075 | 0.79586 | 7.1699 | 20.0276 | 27.1975 | 0.5 | 100 | 24.6768 | 3.6768 | 100 | 24.31 | 0.36681 | Within safe range | 97.0655 | 0.12227 | 5.3097 | 0 | 0 | 0 | 100 | 98.5327 | Recommended | Design meets estimated comfort band without major changes | SYNTHETIC/ESTIMATED - computed via a simplified steady-state heat-balance approximation (single-node lumped model) for prototype purposes. This is NOT an ANSYS/CFD simulation result. Must be replaced or validated with proper thermal simulation, ANSYS modelling, or physical testing before final submission.
S076 | 0.80075 | 16.6476 | 31.5068 | 48.1544 | 0.8 | 150 | 18.115 | 3.115 | 150 | 22.45 | -4.335 | Within safe range | 65.3198 | -1.445 | 47.9241 | 0 | 0 | 0 | 100 | 82.6599 | Recommended | Design meets estimated comfort band without major changes | SYNTHETIC/ESTIMATED - computed via a simplified steady-state heat-balance approximation (single-node lumped model) for prototype purposes. This is NOT an ANSYS/CFD simulation result. Must be replaced or validated with proper thermal simulation, ANSYS modelling, or physical testing before final submission.
S077 | 0.80075 | 16.6476 | 31.5068 | 48.1544 | 0.8 | 226.6667 | 36.7071 | 4.7071 | 226.6667 | 27.72 | 8.9871 | Outside safe range | 28.1034 | 2.9957 | 99.0969 | 0 | 515.5932 | 515.5932 | 0 | 14.0517 | Not Recommended | Increase shading/ventilation or reduce solar-facing openings to cut heat gain | SYNTHETIC/ESTIMATED - computed via a simplified steady-state heat-balance approximation (single-node lumped model) for prototype purposes. This is NOT an ANSYS/CFD simulation result. Must be replaced or validated with proper thermal simulation, ANSYS modelling, or physical testing before final submission.
S078 | 0.80075 | 16.6476 | 31.5068 | 48.1544 | 0.8 | 183.3333 | 37.8072 | 3.8072 | 183.3333 | 28.34 | 9.4672 | Outside safe range | 24.2624 | 3 | 99.1159 | 0 | 568.5687 | 568.5687 | 0 | 12.1312 | Not Recommended | Increase shading/ventilation or reduce solar-facing openings to cut heat gain | SYNTHETIC/ESTIMATED - computed via a simplified steady-state heat-balance approximation (single-node lumped model) for prototype purposes. This is NOT an ANSYS/CFD simulation result. Must be replaced or validated with proper thermal simulation, ANSYS modelling, or physical testing before final submission.
S079 | 0.80075 | 16.6476 | 31.5068 | 48.1544 | 0.8 | 193.3333 | 36.0149 | 4.0149 | 193.3333 | 27.72 | 8.2949 | Outside safe range | 33.6411 | 2.765 | 97.4696 | 0 | 482.2599 | 482.2599 | 3.548 | 18.5946 | Not Recommended | Increase shading/ventilation or reduce solar-facing openings to cut heat gain | SYNTHETIC/ESTIMATED - computed via a simplified steady-state heat-balance approximation (single-node lumped model) for prototype purposes. This is NOT an ANSYS/CFD simulation result. Must be replaced or validated with proper thermal simulation, ANSYS modelling, or physical testing before final submission.
S080 | 0.80075 | 16.6476 | 31.5068 | 48.1544 | 0.8 | 160 | 24.3226 | 3.3226 | 160 | 24.31 | 0.012644 | Within safe range | 99.8989 | 0.0042145 | 5.0004 | 0 | 0 | 0 | 100 | 99.9494 | Recommended | Design meets estimated comfort band without major changes | SYNTHETIC/ESTIMATED - computed via a simplified steady-state heat-balance approximation (single-node lumped model) for prototype purposes. This is NOT an ANSYS/CFD simulation result. Must be replaced or validated with proper thermal simulation, ANSYS modelling, or physical testing before final submission.
S081 | 0.88462 | 9.2978 | 19.2905 | 28.5883 | 0.7 | 72.9167 | 5.5506 | 2.5506 | 72.9167 | 18.73 | -13.1794 | Outside safe range | 0 | -3 | 99.1159 | 355.9077 | 0 | 355.9077 | 28.8185 | 14.4092 | Not Recommended | Increase insulation thickness or reduce opening area to cut heat loss | SYNTHETIC/ESTIMATED - computed via a simplified steady-state heat-balance approximation (single-node lumped model) for prototype purposes. This is NOT an ANSYS/CFD simulation result. Must be replaced or validated with proper thermal simulation, ANSYS modelling, or physical testing before final submission.
S082 | 0.88462 | 9.2978 | 19.2905 | 28.5883 | 0.7 | 145.8333 | 20.1012 | 5.1012 | 145.8333 | 22.45 | -2.3488 | Within safe range | 81.2093 | -0.78295 | 17.9193 | 0 | 0 | 0 | 100 | 90.6046 | Recommended | Design meets estimated comfort band without major changes | SYNTHETIC/ESTIMATED - computed via a simplified steady-state heat-balance approximation (single-node lumped model) for prototype purposes. This is NOT an ANSYS/CFD simulation result. Must be replaced or validated with proper thermal simulation, ANSYS modelling, or physical testing before final submission.
S083 | 0.88462 | 9.2978 | 19.2905 | 28.5883 | 0.7 | 145.8333 | 31.1012 | 5.1012 | 145.8333 | 25.86 | 5.2412 | Within safe range | 58.0707 | 1.7471 | 64.2538 | 0 | 145.8333 | 145.8333 | 70.8333 | 64.452 | Recommended | Increase shading/ventilation or reduce solar-facing openings to cut heat gain | SYNTHETIC/ESTIMATED - computed via a simplified steady-state heat-balance approximation (single-node lumped model) for prototype purposes. This is NOT an ANSYS/CFD simulation result. Must be replaced or validated with proper thermal simulation, ANSYS modelling, or physical testing before final submission.
S084 | 0.88462 | 9.2978 | 19.2905 | 28.5883 | 0.7 | 131.25 | 26.591 | 4.591 | 131.25 | 24.62 | 1.971 | Within safe range | 84.2317 | 0.65701 | 14.0669 | 0 | 16.8968 | 16.8968 | 96.6206 | 90.4262 | Recommended | Increase shading/ventilation or reduce solar-facing openings to cut heat gain | SYNTHETIC/ESTIMATED - computed via a simplified steady-state heat-balance approximation (single-node lumped model) for prototype purposes. This is NOT an ANSYS/CFD simulation result. Must be replaced or validated with proper thermal simulation, ANSYS modelling, or physical testing before final submission.
S085 | 0.88462 | 9.2978 | 19.2905 | 28.5883 | 0.7 | 87.5 | 13.0607 | 3.0607 | 87.5 | 20.9 | -7.8393 | Within safe range | 37.2856 | -2.6131 | 95.5065 | 141.2063 | 0 | 141.2063 | 71.7587 | 54.5221 | Not Recommended | Increase insulation thickness or reduce opening area to cut heat loss | SYNTHETIC/ESTIMATED - computed via a simplified steady-state heat-balance approximation (single-node lumped model) for prototype purposes. This is NOT an ANSYS/CFD simulation result. Must be replaced or validated with proper thermal simulation, ANSYS modelling, or physical testing before final submission.
S086 | 0.88986 | 17.8395 | 27.1721 | 45.0116 | 1 | 104.1667 | 5.3142 | 2.3142 | 104.1667 | 18.73 | -13.4158 | Outside safe range | 0 | -3 | 99.1159 | 571.008 | 0 | 571.008 | 0 | 0 | Not Recommended | Increase insulation thickness or reduce opening area to cut heat loss | SYNTHETIC/ESTIMATED - computed via a simplified steady-state heat-balance approximation (single-node lumped model) for prototype purposes. This is NOT an ANSYS/CFD simulation result. Must be replaced or validated with proper thermal simulation, ANSYS modelling, or physical testing before final submission.
S087 | 0.88986 | 17.8395 | 27.1721 | 45.0116 | 1 | 208.3333 | 19.6284 | 4.6284 | 208.3333 | 22.45 | -2.8216 | Within safe range | 77.4275 | -0.94052 | 23.6835 | 0 | 0 | 0 | 100 | 88.7137 | Recommended | Design meets estimated comfort band without major changes | SYNTHETIC/ESTIMATED - computed via a simplified steady-state heat-balance approximation (single-node lumped model) for prototype purposes. This is NOT an ANSYS/CFD simulation result. Must be replaced or validated with proper thermal simulation, ANSYS modelling, or physical testing before final submission.
S088 | 0.88986 | 17.8395 | 27.1721 | 45.0116 | 1 | 208.3333 | 30.6284 | 4.6284 | 208.3333 | 25.86 | 4.7684 | Within safe range | 61.8525 | 1.5895 | 55.7725 | 0 | 208.3333 | 208.3333 | 58.3333 | 60.0929 | Recommended | Increase shading/ventilation or reduce solar-facing openings to cut heat gain | SYNTHETIC/ESTIMATED - computed via a simplified steady-state heat-balance approximation (single-node lumped model) for prototype purposes. This is NOT an ANSYS/CFD simulation result. Must be replaced or validated with proper thermal simulation, ANSYS modelling, or physical testing before final submission.
S089 | 0.88986 | 17.8395 | 27.1721 | 45.0116 | 1 | 187.5 | 26.1656 | 4.1656 | 187.5 | 24.62 | 1.5456 | Within safe range | 87.6353 | 0.5152 | 10.5502 | 0 | 7.4534 | 7.4534 | 98.5093 | 93.0723 | Recommended | Increase shading/ventilation or reduce solar-facing openings to cut heat gain | SYNTHETIC/ESTIMATED - computed via a simplified steady-state heat-balance approximation (single-node lumped model) for prototype purposes. This is NOT an ANSYS/CFD simulation result. Must be replaced or validated with proper thermal simulation, ANSYS modelling, or physical testing before final submission.
S090 | 0.88986 | 17.8395 | 27.1721 | 45.0116 | 1 | 125 | 12.7771 | 2.7771 | 125 | 20.9 | -8.1229 | Within safe range | 35.0165 | -2.7076 | 96.8286 | 235.0931 | 0 | 235.0931 | 52.9814 | 43.9989 | Not Recommended | Increase insulation thickness or reduce opening area to cut heat loss | SYNTHETIC/ESTIMATED - computed via a simplified steady-state heat-balance approximation (single-node lumped model) for prototype purposes. This is NOT an ANSYS/CFD simulation result. Must be replaced or validated with proper thermal simulation, ANSYS modelling, or physical testing before final submission.
S091 | 0.88462 | 9.2978 | 11.1816 | 20.4793 | 0.7 | 72.9167 | 6.5605 | 3.5605 | 72.9167 | 18.73 | -12.1695 | Outside safe range | 2.644 | -3 | 99.1159 | 234.2732 | 0 | 234.2732 | 53.1454 | 27.8947 | Not Recommended | Increase insulation thickness or reduce opening area to cut heat loss | SYNTHETIC/ESTIMATED - computed via a simplified steady-state heat-balance approximation (single-node lumped model) for prototype purposes. This is NOT an ANSYS/CFD simulation result. Must be replaced or validated with proper thermal simulation, ANSYS modelling, or physical testing before final submission.
S092 | 0.88462 | 9.2978 | 11.1816 | 20.4793 | 0.7 | 145.8333 | 22.121 | 7.121 | 145.8333 | 22.45 | -0.329 | Within safe range | 97.368 | -0.10967 | 5.2491 | 0 | 0 | 0 | 100 | 98.684 | Recommended | Design meets estimated comfort band without major changes | SYNTHETIC/ESTIMATED - computed via a simplified steady-state heat-balance approximation (single-node lumped model) for prototype purposes. This is NOT an ANSYS/CFD simulation result. Must be replaced or validated with proper thermal simulation, ANSYS modelling, or physical testing before final submission.
S093 | 0.88462 | 9.2978 | 11.1816 | 20.4793 | 0.7 | 145.8333 | 33.121 | 7.121 | 145.8333 | 25.86 | 7.261 | Within safe range | 41.912 | 2.4203 | 91.6121 | 0 | 145.8333 | 145.8333 | 70.8333 | 56.3726 | Not Recommended | Increase shading/ventilation or reduce solar-facing openings to cut heat gain | SYNTHETIC/ESTIMATED - computed via a simplified steady-state heat-balance approximation (single-node lumped model) for prototype purposes. This is NOT an ANSYS/CFD simulation result. Must be replaced or validated with proper thermal simulation, ANSYS modelling, or physical testing before final submission.
S094 | 0.88462 | 9.2978 | 11.1816 | 20.4793 | 0.7 | 131.25 | 28.4089 | 6.4089 | 131.25 | 24.62 | 3.7889 | Within safe range | 69.6888 | 1.263 | 38.3794 | 0 | 49.3327 | 49.3327 | 90.1335 | 79.9111 | Recommended | Increase shading/ventilation or reduce solar-facing openings to cut heat gain | SYNTHETIC/ESTIMATED - computed via a simplified steady-state heat-balance approximation (single-node lumped model) for prototype purposes. This is NOT an ANSYS/CFD simulation result. Must be replaced or validated with proper thermal simulation, ANSYS modelling, or physical testing before final submission.
S095 | 0.88462 | 9.2978 | 11.1816 | 20.4793 | 0.7 | 87.5 | 14.2726 | 4.2726 | 87.5 | 20.9 | -6.6274 | Within safe range | 46.9808 | -2.2091 | 85.2406 | 76.3346 | 0 | 76.3346 | 84.7331 | 65.857 | Recommended | Increase insulation thickness or reduce opening area to cut heat loss | SYNTHETIC/ESTIMATED - computed via a simplified steady-state heat-balance approximation (single-node lumped model) for prototype purposes. This is NOT an ANSYS/CFD simulation result. Must be replaced or validated with proper thermal simulation, ANSYS modelling, or physical testing before final submission.
S096 | 0.88986 | 17.8395 | 15.75 | 33.5896 | 1 | 104.1667 | 6.1012 | 3.1012 | 104.1667 | 18.73 | -12.6288 | Outside safe range | 0 | -3 | 99.1159 | 399.6771 | 0 | 399.6771 | 20.0646 | 10.0323 | Not Recommended | Increase insulation thickness or reduce opening area to cut heat loss | SYNTHETIC/ESTIMATED - computed via a simplified steady-state heat-balance approximation (single-node lumped model) for prototype purposes. This is NOT an ANSYS/CFD simulation result. Must be replaced or validated with proper thermal simulation, ANSYS modelling, or physical testing before final submission.
S097 | 0.88986 | 17.8395 | 15.75 | 33.5896 | 1 | 208.3333 | 21.2023 | 6.2023 | 208.3333 | 22.45 | -1.2477 | Within safe range | 90.0186 | -0.41589 | 8.6056 | 0 | 0 | 0 | 100 | 95.0093 | Recommended | Design meets estimated comfort band without major changes | SYNTHETIC/ESTIMATED - computed via a simplified steady-state heat-balance approximation (single-node lumped model) for prototype purposes. This is NOT an ANSYS/CFD simulation result. Must be replaced or validated with proper thermal simulation, ANSYS modelling, or physical testing before final submission.
S098 | 0.88986 | 17.8395 | 15.75 | 33.5896 | 1 | 208.3333 | 32.2023 | 6.2023 | 208.3333 | 25.86 | 6.3423 | Within safe range | 49.2614 | 2.1141 | 81.6397 | 0 | 208.3333 | 208.3333 | 58.3333 | 53.7974 | Not Recommended | Increase shading/ventilation or reduce solar-facing openings to cut heat gain | SYNTHETIC/ESTIMATED - computed via a simplified steady-state heat-balance approximation (single-node lumped model) for prototype purposes. This is NOT an ANSYS/CFD simulation result. Must be replaced or validated with proper thermal simulation, ANSYS modelling, or physical testing before final submission.
S099 | 0.88986 | 17.8395 | 15.75 | 33.5896 | 1 | 187.5 | 27.5821 | 5.5821 | 187.5 | 24.62 | 2.9621 | Within safe range | 76.3033 | 0.98736 | 25.5906 | 0 | 53.1417 | 53.1417 | 89.3717 | 82.8375 | Recommended | Increase shading/ventilation or reduce solar-facing openings to cut heat gain | SYNTHETIC/ESTIMATED - computed via a simplified steady-state heat-balance approximation (single-node lumped model) for prototype purposes. This is NOT an ANSYS/CFD simulation result. Must be replaced or validated with proper thermal simulation, ANSYS modelling, or physical testing before final submission.
S100 | 0.88986 | 17.8395 | 15.75 | 33.5896 | 1 | 125 | 13.7214 | 3.7214 | 125 | 20.9 | -7.1786 | Within safe range | 42.5711 | -2.3929 | 90.9122 | 143.7167 | 0 | 143.7167 | 71.2567 | 56.9139 | Not Recommended | Increase insulation thickness or reduce opening area to cut heat loss | SYNTHETIC/ESTIMATED - computed via a simplified steady-state heat-balance approximation (single-node lumped model) for prototype purposes. This is NOT an ANSYS/CFD simulation result. Must be replaced or validated with proper thermal simulation, ANSYS modelling, or physical testing before final submission.
S101 | 0.88462 | 9.2978 | 13.6867 | 22.9845 | 0.7 | 72.9167 | 6.1724 | 3.1724 | 72.9167 | 18.73 | -12.5576 | Outside safe range | 0 | -3 | 99.1159 | 271.8508 | 0 | 271.8508 | 45.6298 | 22.8149 | Not Recommended | Increase insulation thickness or reduce opening area to cut heat loss | SYNTHETIC/ESTIMATED - computed via a simplified steady-state heat-balance approximation (single-node lumped model) for prototype purposes. This is NOT an ANSYS/CFD simulation result. Must be replaced or validated with proper thermal simulation, ANSYS modelling, or physical testing before final submission.
S102 | 0.88462 | 9.2978 | 13.6867 | 22.9845 | 0.7 | 145.8333 | 21.3449 | 6.3449 | 145.8333 | 22.45 | -1.1051 | Within safe range | 91.1588 | -0.36838 | 7.825 | 0 | 0 | 0 | 100 | 95.5794 | Recommended | Design meets estimated comfort band without major changes | SYNTHETIC/ESTIMATED - computed via a simplified steady-state heat-balance approximation (single-node lumped model) for prototype purposes. This is NOT an ANSYS/CFD simulation result. Must be replaced or validated with proper thermal simulation, ANSYS modelling, or physical testing before final submission.
S103 | 0.88462 | 9.2978 | 13.6867 | 22.9845 | 0.7 | 145.8333 | 32.3449 | 6.3449 | 145.8333 | 25.86 | 6.4849 | Within safe range | 48.1212 | 2.1616 | 83.4952 | 0 | 145.8333 | 145.8333 | 70.8333 | 59.4772 | Not Recommended | Increase shading/ventilation or reduce solar-facing openings to cut heat gain | SYNTHETIC/ESTIMATED - computed via a simplified steady-state heat-balance approximation (single-node lumped model) for prototype purposes. This is NOT an ANSYS/CFD simulation result. Must be replaced or validated with proper thermal simulation, ANSYS modelling, or physical testing before final submission.
S104 | 0.88462 | 9.2978 | 13.6867 | 22.9845 | 0.7 | 131.25 | 27.7104 | 5.7104 | 131.25 | 24.62 | 3.0904 | Within safe range | 75.277 | 1.0301 | 27.4051 | 0 | 39.312 | 39.312 | 92.1376 | 83.7073 | Recommended | Increase shading/ventilation or reduce solar-facing openings to cut heat gain | SYNTHETIC/ESTIMATED - computed via a simplified steady-state heat-balance approximation (single-node lumped model) for prototype purposes. This is NOT an ANSYS/CFD simulation result. Must be replaced or validated with proper thermal simulation, ANSYS modelling, or physical testing before final submission.
S105 | 0.88462 | 9.2978 | 13.6867 | 22.9845 | 0.7 | 87.5 | 13.8069 | 3.8069 | 87.5 | 20.9 | -7.0931 | Within safe range | 43.2553 | -2.3644 | 90.1453 | 96.376 | 0 | 96.376 | 80.7248 | 61.9901 | Recommended | Increase insulation thickness or reduce opening area to cut heat loss | SYNTHETIC/ESTIMATED - computed via a simplified steady-state heat-balance approximation (single-node lumped model) for prototype purposes. This is NOT an ANSYS/CFD simulation result. Must be replaced or validated with proper thermal simulation, ANSYS modelling, or physical testing before final submission.
S106 | 0.88986 | 17.8395 | 19.2788 | 37.1183 | 1 | 104.1667 | 5.8063 | 2.8063 | 104.1667 | 18.73 | -12.9237 | Outside safe range | 0 | -3 | 99.1159 | 452.6079 | 0 | 452.6079 | 9.4784 | 4.7392 | Not Recommended | Increase insulation thickness or reduce opening area to cut heat loss | SYNTHETIC/ESTIMATED - computed via a simplified steady-state heat-balance approximation (single-node lumped model) for prototype purposes. This is NOT an ANSYS/CFD simulation result. Must be replaced or validated with proper thermal simulation, ANSYS modelling, or physical testing before final submission.
S107 | 0.88986 | 17.8395 | 19.2788 | 37.1183 | 1 | 208.3333 | 20.6127 | 5.6127 | 208.3333 | 22.45 | -1.8373 | Within safe range | 85.3015 | -0.61244 | 12.8675 | 0 | 0 | 0 | 100 | 92.6507 | Recommended | Design meets estimated comfort band without major changes | SYNTHETIC/ESTIMATED - computed via a simplified steady-state heat-balance approximation (single-node lumped model) for prototype purposes. This is NOT an ANSYS/CFD simulation result. Must be replaced or validated with proper thermal simulation, ANSYS modelling, or physical testing before final submission.
S108 | 0.88986 | 17.8395 | 19.2788 | 37.1183 | 1 | 208.3333 | 31.6127 | 5.6127 | 208.3333 | 25.86 | 5.7527 | Within safe range | 53.9785 | 1.9176 | 72.9063 | 0 | 208.3333 | 208.3333 | 58.3333 | 56.1559 | Not Recommended | Increase shading/ventilation or reduce solar-facing openings to cut heat gain | SYNTHETIC/ESTIMATED - computed via a simplified steady-state heat-balance approximation (single-node lumped model) for prototype purposes. This is NOT an ANSYS/CFD simulation result. Must be replaced or validated with proper thermal simulation, ANSYS modelling, or physical testing before final submission.
S109 | 0.88986 | 17.8395 | 19.2788 | 37.1183 | 1 | 187.5 | 27.0514 | 5.0514 | 187.5 | 24.62 | 2.4314 | Within safe range | 80.5487 | 0.81047 | 18.8517 | 0 | 39.0268 | 39.0268 | 92.1946 | 86.3717 | Recommended | Increase shading/ventilation or reduce solar-facing openings to cut heat gain | SYNTHETIC/ESTIMATED - computed via a simplified steady-state heat-balance approximation (single-node lumped model) for prototype purposes. This is NOT an ANSYS/CFD simulation result. Must be replaced or validated with proper thermal simulation, ANSYS modelling, or physical testing before final submission.
S110 | 0.88986 | 17.8395 | 19.2788 | 37.1183 | 1 | 125 | 13.3676 | 3.3676 | 125 | 20.9 | -7.5324 | Within safe range | 39.7409 | -2.5108 | 93.6549 | 171.9464 | 0 | 171.9464 | 65.6107 | 52.6758 | Not Recommended | Increase insulation thickness or reduce opening area to cut heat loss | SYNTHETIC/ESTIMATED - computed via a simplified steady-state heat-balance approximation (single-node lumped model) for prototype purposes. This is NOT an ANSYS/CFD simulation result. Must be replaced or validated with proper thermal simulation, ANSYS modelling, or physical testing before final submission.
S111 | 0.88462 | 9.2978 | 9.0369 | 18.3347 | 0.7 | 72.9167 | 6.977 | 3.977 | 72.9167 | 18.73 | -11.753 | Outside safe range | 5.9759 | -3 | 99.1159 | 202.1032 | 0 | 202.1032 | 59.5794 | 32.7776 | Not Recommended | Increase insulation thickness or reduce opening area to cut heat loss | SYNTHETIC/ESTIMATED - computed via a simplified steady-state heat-balance approximation (single-node lumped model) for prototype purposes. This is NOT an ANSYS/CFD simulation result. Must be replaced or validated with proper thermal simulation, ANSYS modelling, or physical testing before final submission.
S112 | 0.88462 | 9.2978 | 9.0369 | 18.3347 | 0.7 | 145.8333 | 22.954 | 7.954 | 145.8333 | 22.45 | 0.50397 | Within safe range | 95.9682 | 0.16799 | 5.5849 | 0 | 0 | 0 | 100 | 97.9841 | Recommended | Design meets estimated comfort band without major changes | SYNTHETIC/ESTIMATED - computed via a simplified steady-state heat-balance approximation (single-node lumped model) for prototype purposes. This is NOT an ANSYS/CFD simulation result. Must be replaced or validated with proper thermal simulation, ANSYS modelling, or physical testing before final submission.
S113 | 0.88462 | 9.2978 | 9.0369 | 18.3347 | 0.7 | 145.8333 | 33.954 | 7.954 | 145.8333 | 25.86 | 8.094 | Within safe range | 35.2482 | 2.698 | 96.7092 | 0 | 145.8333 | 145.8333 | 70.8333 | 53.0408 | Not Recommended | Increase shading/ventilation or reduce solar-facing openings to cut heat gain | SYNTHETIC/ESTIMATED - computed via a simplified steady-state heat-balance approximation (single-node lumped model) for prototype purposes. This is NOT an ANSYS/CFD simulation result. Must be replaced or validated with proper thermal simulation, ANSYS modelling, or physical testing before final submission.
S114 | 0.88462 | 9.2978 | 9.0369 | 18.3347 | 0.7 | 131.25 | 29.1586 | 7.1586 | 131.25 | 24.62 | 4.5386 | Within safe range | 63.6914 | 1.5129 | 51.5991 | 0 | 57.9114 | 57.9114 | 88.4177 | 76.0546 | Recommended | Increase shading/ventilation or reduce solar-facing openings to cut heat gain | SYNTHETIC/ESTIMATED - computed via a simplified steady-state heat-balance approximation (single-node lumped model) for prototype purposes. This is NOT an ANSYS/CFD simulation result. Must be replaced or validated with proper thermal simulation, ANSYS modelling, or physical testing before final submission.
S115 | 0.88462 | 9.2978 | 9.0369 | 18.3347 | 0.7 | 87.5 | 14.7724 | 4.7724 | 87.5 | 20.9 | -6.1276 | Within safe range | 50.9791 | -2.0425 | 78.6467 | 59.1772 | 0 | 59.1772 | 88.1646 | 69.5718 | Recommended | Increase insulation thickness or reduce opening area to cut heat loss | SYNTHETIC/ESTIMATED - computed via a simplified steady-state heat-balance approximation (single-node lumped model) for prototype purposes. This is NOT an ANSYS/CFD simulation result. Must be replaced or validated with proper thermal simulation, ANSYS modelling, or physical testing before final submission.
S116 | 0.88986 | 17.8395 | 12.7291 | 30.5687 | 1 | 104.1667 | 6.4076 | 3.4076 | 104.1667 | 18.73 | -12.3224 | Outside safe range | 1.421 | -3 | 99.1159 | 354.3633 | 0 | 354.3633 | 29.1273 | 15.2742 | Not Recommended | Increase insulation thickness or reduce opening area to cut heat loss | SYNTHETIC/ESTIMATED - computed via a simplified steady-state heat-balance approximation (single-node lumped model) for prototype purposes. This is NOT an ANSYS/CFD simulation result. Must be replaced or validated with proper thermal simulation, ANSYS modelling, or physical testing before final submission.
S117 | 0.88986 | 17.8395 | 12.7291 | 30.5687 | 1 | 208.3333 | 21.8153 | 6.8153 | 208.3333 | 22.45 | -0.63474 | Within safe range | 94.9221 | -0.21158 | 5.9285 | 0 | 0 | 0 | 100 | 97.461 | Recommended | Design meets estimated comfort band without major changes | SYNTHETIC/ESTIMATED - computed via a simplified steady-state heat-balance approximation (single-node lumped model) for prototype purposes. This is NOT an ANSYS/CFD simulation result. Must be replaced or validated with proper thermal simulation, ANSYS modelling, or physical testing before final submission.
S118 | 0.88986 | 17.8395 | 12.7291 | 30.5687 | 1 | 208.3333 | 32.8153 | 6.8153 | 208.3333 | 25.86 | 6.9553 | Within safe range | 44.3579 | 2.3184 | 88.8223 | 0 | 208.3333 | 208.3333 | 58.3333 | 51.3456 | Not Recommended | Increase shading/ventilation or reduce solar-facing openings to cut heat gain | SYNTHETIC/ESTIMATED - computed via a simplified steady-state heat-balance approximation (single-node lumped model) for prototype purposes. This is NOT an ANSYS/CFD simulation result. Must be replaced or validated with proper thermal simulation, ANSYS modelling, or physical testing before final submission.
S119 | 0.88986 | 17.8395 | 12.7291 | 30.5687 | 1 | 187.5 | 28.1337 | 6.1337 | 187.5 | 24.62 | 3.5137 | Within safe range | 71.8901 | 1.1712 | 33.8543 | 0 | 65.2253 | 65.2253 | 86.9549 | 79.4225 | Recommended | Increase shading/ventilation or reduce solar-facing openings to cut heat gain | SYNTHETIC/ESTIMATED - computed via a simplified steady-state heat-balance approximation (single-node lumped model) for prototype purposes. This is NOT an ANSYS/CFD simulation result. Must be replaced or validated with proper thermal simulation, ANSYS modelling, or physical testing before final submission.
S120 | 0.88986 | 17.8395 | 12.7291 | 30.5687 | 1 | 125 | 14.0892 | 4.0892 | 125 | 20.9 | -6.8108 | Within safe range | 45.5132 | -2.2703 | 87.3198 | 119.5493 | 0 | 119.5493 | 76.0901 | 60.8017 | Recommended | Increase insulation thickness or reduce opening area to cut heat loss | SYNTHETIC/ESTIMATED - computed via a simplified steady-state heat-balance approximation (single-node lumped model) for prototype purposes. This is NOT an ANSYS/CFD simulation result. Must be replaced or validated with proper thermal simulation, ANSYS modelling, or physical testing before final submission.
S121 | 0.98077 | 9.5154 | 90.1673 | 99.6827 | 0.875 | 164.0625 | 26.6458 | 1.6458 | 164.0625 | 25.55 | 1.0958 | Within safe range | 91.2332 | 0.36528 | 7.7774 | 0 | 64.3798 | 64.3798 | 87.124 | 89.1786 | Recommended | Increase shading/ventilation or reduce solar-facing openings to cut heat gain | SYNTHETIC/ESTIMATED - computed via a simplified steady-state heat-balance approximation (single-node lumped model) for prototype purposes. This is NOT an ANSYS/CFD simulation result. Must be replaced or validated with proper thermal simulation, ANSYS modelling, or physical testing before final submission.
S122 | 0.98077 | 9.5154 | 90.1673 | 99.6827 | 0.875 | 229.6875 | 34.3042 | 2.3042 | 229.6875 | 27.72 | 6.5842 | Within safe range | 47.3265 | 2.1947 | 84.7233 | 0 | 827.7838 | 827.7838 | 0 | 23.6633 | Not Recommended | Increase shading/ventilation or reduce solar-facing openings to cut heat gain | SYNTHETIC/ESTIMATED - computed via a simplified steady-state heat-balance approximation (single-node lumped model) for prototype purposes. This is NOT an ANSYS/CFD simulation result. Must be replaced or validated with proper thermal simulation, ANSYS modelling, or physical testing before final submission.
S123 | 0.98077 | 9.5154 | 90.1673 | 99.6827 | 0.875 | 189.5833 | 32.9019 | 1.9019 | 189.5833 | 27.41 | 5.4919 | Within safe range | 56.0651 | 1.8306 | 68.5908 | 0 | 687.9969 | 687.9969 | 0 | 28.0325 | Not Recommended | Increase shading/ventilation or reduce solar-facing openings to cut heat gain | SYNTHETIC/ESTIMATED - computed via a simplified steady-state heat-balance approximation (single-node lumped model) for prototype purposes. This is NOT an ANSYS/CFD simulation result. Must be replaced or validated with proper thermal simulation, ANSYS modelling, or physical testing before final submission.
S124 | 0.98077 | 9.5154 | 90.1673 | 99.6827 | 0.875 | 189.5833 | 31.9019 | 1.9019 | 189.5833 | 27.1 | 4.8019 | Within safe range | 61.5851 | 1.6006 | 56.3792 | 0 | 588.3142 | 588.3142 | 0 | 30.7925 | Not Recommended | Increase shading/ventilation or reduce solar-facing openings to cut heat gain | SYNTHETIC/ESTIMATED - computed via a simplified steady-state heat-balance approximation (single-node lumped model) for prototype purposes. This is NOT an ANSYS/CFD simulation result. Must be replaced or validated with proper thermal simulation, ANSYS modelling, or physical testing before final submission.
S125 | 0.98077 | 9.5154 | 90.1673 | 99.6827 | 0.875 | 138.5417 | 27.3898 | 1.3898 | 138.5417 | 25.86 | 1.5298 | Within safe range | 87.7614 | 0.50994 | 10.4366 | 0 | 138.5417 | 138.5417 | 72.2917 | 80.0265 | Recommended | Increase shading/ventilation or reduce solar-facing openings to cut heat gain | SYNTHETIC/ESTIMATED - computed via a simplified steady-state heat-balance approximation (single-node lumped model) for prototype purposes. This is NOT an ANSYS/CFD simulation result. Must be replaced or validated with proper thermal simulation, ANSYS modelling, or physical testing before final submission.
S126 | 0.96296 | 19.0667 | 134.0149 | 153.0815 | 1.25 | 234.375 | 26.531 | 1.531 | 234.375 | 25.55 | 0.98105 | Within safe range | 92.1516 | 0.32702 | 7.2237 | 0 | 81.2935 | 81.2935 | 83.7413 | 87.9465 | Recommended | Increase shading/ventilation or reduce solar-facing openings to cut heat gain | SYNTHETIC/ESTIMATED - computed via a simplified steady-state heat-balance approximation (single-node lumped model) for prototype purposes. This is NOT an ANSYS/CFD simulation result. Must be replaced or validated with proper thermal simulation, ANSYS modelling, or physical testing before final submission.
S127 | 0.96296 | 19.0667 | 134.0149 | 153.0815 | 1.25 | 328.125 | 34.1435 | 2.1435 | 328.125 | 27.72 | 6.4235 | Within safe range | 48.6123 | 2.1412 | 82.7093 | 0 | 1246.6142 | 1246.6142 | 0 | 24.3061 | Not Recommended | Increase shading/ventilation or reduce solar-facing openings to cut heat gain | SYNTHETIC/ESTIMATED - computed via a simplified steady-state heat-balance approximation (single-node lumped model) for prototype purposes. This is NOT an ANSYS/CFD simulation result. Must be replaced or validated with proper thermal simulation, ANSYS modelling, or physical testing before final submission.
S128 | 0.96296 | 19.0667 | 134.0149 | 153.0815 | 1.25 | 270.8333 | 32.7692 | 1.7692 | 270.8333 | 27.41 | 5.3592 | Within safe range | 57.1263 | 1.7864 | 66.3155 | 0 | 1036.241 | 1036.241 | 0 | 28.5632 | Not Recommended | Increase shading/ventilation or reduce solar-facing openings to cut heat gain | SYNTHETIC/ESTIMATED - computed via a simplified steady-state heat-balance approximation (single-node lumped model) for prototype purposes. This is NOT an ANSYS/CFD simulation result. Must be replaced or validated with proper thermal simulation, ANSYS modelling, or physical testing before final submission.
S129 | 0.96296 | 19.0667 | 134.0149 | 153.0815 | 1.25 | 270.8333 | 31.7692 | 1.7692 | 270.8333 | 27.1 | 4.6692 | Within safe range | 62.6463 | 1.5564 | 53.9704 | 0 | 883.1595 | 883.1595 | 0 | 31.3232 | Not Recommended | Increase shading/ventilation or reduce solar-facing openings to cut heat gain | SYNTHETIC/ESTIMATED - computed via a simplified steady-state heat-balance approximation (single-node lumped model) for prototype purposes. This is NOT an ANSYS/CFD simulation result. Must be replaced or validated with proper thermal simulation, ANSYS modelling, or physical testing before final submission.
S130 | 0.96296 | 19.0667 | 134.0149 | 153.0815 | 1.25 | 197.9167 | 27.2929 | 1.2929 | 197.9167 | 25.86 | 1.4329 | Within safe range | 88.5369 | 0.47763 | 9.7645 | 0 | 197.9167 | 197.9167 | 60.4167 | 74.4768 | Recommended | Increase shading/ventilation or reduce solar-facing openings to cut heat gain | SYNTHETIC/ESTIMATED - computed via a simplified steady-state heat-balance approximation (single-node lumped model) for prototype purposes. This is NOT an ANSYS/CFD simulation result. Must be replaced or validated with proper thermal simulation, ANSYS modelling, or physical testing before final submission.
S131 | 1.1731 | 11.3812 | 88.3457 | 99.7269 | 1.225 | 229.6875 | 27.3032 | 2.3032 | 229.6875 | 25.55 | 1.7532 | Within safe range | 85.9747 | 0.58439 | 12.157 | 0 | 129.9606 | 129.9606 | 74.0079 | 79.9913 | Recommended | Increase shading/ventilation or reduce solar-facing openings to cut heat gain | SYNTHETIC/ESTIMATED - computed via a simplified steady-state heat-balance approximation (single-node lumped model) for prototype purposes. This is NOT an ANSYS/CFD simulation result. Must be replaced or validated with proper thermal simulation, ANSYS modelling, or physical testing before final submission.
S132 | 1.1731 | 11.3812 | 88.3457 | 99.7269 | 1.225 | 321.5625 | 35.2244 | 3.2244 | 321.5625 | 27.72 | 7.5044 | Outside safe range | 39.9646 | 2.5015 | 93.4627 | 0 | 919.924 | 919.924 | 0 | 19.9823 | Not Recommended | Increase shading/ventilation or reduce solar-facing openings to cut heat gain | SYNTHETIC/ESTIMATED - computed via a simplified steady-state heat-balance approximation (single-node lumped model) for prototype purposes. This is NOT an ANSYS/CFD simulation result. Must be replaced or validated with proper thermal simulation, ANSYS modelling, or physical testing before final submission.
S133 | 1.1731 | 11.3812 | 88.3457 | 99.7269 | 1.225 | 265.4167 | 33.6614 | 2.6614 | 265.4167 | 27.41 | 6.2514 | Within safe range | 49.9885 | 2.0838 | 80.401 | 0 | 764.0513 | 764.0513 | 0 | 24.9943 | Not Recommended | Increase shading/ventilation or reduce solar-facing openings to cut heat gain | SYNTHETIC/ESTIMATED - computed via a simplified steady-state heat-balance approximation (single-node lumped model) for prototype purposes. This is NOT an ANSYS/CFD simulation result. Must be replaced or validated with proper thermal simulation, ANSYS modelling, or physical testing before final submission.
S134 | 1.1731 | 11.3812 | 88.3457 | 99.7269 | 1.225 | 265.4167 | 32.6614 | 2.6614 | 265.4167 | 27.1 | 5.5614 | Within safe range | 55.5085 | 1.8538 | 69.7639 | 0 | 664.3243 | 664.3243 | 0 | 27.7543 | Not Recommended | Increase shading/ventilation or reduce solar-facing openings to cut heat gain | SYNTHETIC/ESTIMATED - computed via a simplified steady-state heat-balance approximation (single-node lumped model) for prototype purposes. This is NOT an ANSYS/CFD simulation result. Must be replaced or validated with proper thermal simulation, ANSYS modelling, or physical testing before final submission.
S135 | 1.1731 | 11.3812 | 88.3457 | 99.7269 | 1.225 | 193.9583 | 27.9449 | 1.9449 | 193.9583 | 25.86 | 2.0849 | Within safe range | 83.3208 | 0.69496 | 15.1559 | 0 | 193.9583 | 193.9583 | 61.2083 | 72.2646 | Recommended | Increase shading/ventilation or reduce solar-facing openings to cut heat gain | SYNTHETIC/ESTIMATED - computed via a simplified steady-state heat-balance approximation (single-node lumped model) for prototype purposes. This is NOT an ANSYS/CFD simulation result. Must be replaced or validated with proper thermal simulation, ANSYS modelling, or physical testing before final submission.
S136 | 1.1481 | 22.7333 | 131.4126 | 154.146 | 1.75 | 328.125 | 27.1287 | 2.1287 | 328.125 | 25.55 | 1.5787 | Within safe range | 87.3707 | 0.52622 | 10.7923 | 0 | 173.979 | 173.979 | 65.2042 | 76.2874 | Recommended | Increase shading/ventilation or reduce solar-facing openings to cut heat gain | SYNTHETIC/ESTIMATED - computed via a simplified steady-state heat-balance approximation (single-node lumped model) for prototype purposes. This is NOT an ANSYS/CFD simulation result. Must be replaced or validated with proper thermal simulation, ANSYS modelling, or physical testing before final submission.
S137 | 1.1481 | 22.7333 | 131.4126 | 154.146 | 1.75 | 459.375 | 34.9801 | 2.9801 | 459.375 | 27.72 | 7.2601 | Within safe range | 41.919 | 2.42 | 91.6049 | 0 | 1384.2508 | 1384.2508 | 0 | 20.9595 | Not Recommended | Increase shading/ventilation or reduce solar-facing openings to cut heat gain | SYNTHETIC/ESTIMATED - computed via a simplified steady-state heat-balance approximation (single-node lumped model) for prototype purposes. This is NOT an ANSYS/CFD simulation result. Must be replaced or validated with proper thermal simulation, ANSYS modelling, or physical testing before final submission.
S138 | 1.1481 | 22.7333 | 131.4126 | 154.146 | 1.75 | 379.1667 | 33.4598 | 2.4598 | 379.1667 | 27.41 | 6.0498 | Within safe range | 51.6017 | 2.0166 | 77.5062 | 0 | 1149.8965 | 1149.8965 | 0 | 25.8008 | Not Recommended | Increase shading/ventilation or reduce solar-facing openings to cut heat gain | SYNTHETIC/ESTIMATED - computed via a simplified steady-state heat-balance approximation (single-node lumped model) for prototype purposes. This is NOT an ANSYS/CFD simulation result. Must be replaced or validated with proper thermal simulation, ANSYS modelling, or physical testing before final submission.
S139 | 1.1481 | 22.7333 | 131.4126 | 154.146 | 1.75 | 379.1667 | 32.4598 | 2.4598 | 379.1667 | 27.1 | 5.3598 | Within safe range | 57.1217 | 1.7866 | 66.3256 | 0 | 995.7506 | 995.7506 | 0 | 28.5608 | Not Recommended | Increase shading/ventilation or reduce solar-facing openings to cut heat gain | SYNTHETIC/ESTIMATED - computed via a simplified steady-state heat-balance approximation (single-node lumped model) for prototype purposes. This is NOT an ANSYS/CFD simulation result. Must be replaced or validated with proper thermal simulation, ANSYS modelling, or physical testing before final submission.
S140 | 1.1481 | 22.7333 | 131.4126 | 154.146 | 1.75 | 277.0833 | 27.7975 | 1.7975 | 277.0833 | 25.86 | 1.9375 | Within safe range | 84.4997 | 0.64585 | 13.7583 | 0 | 277.0833 | 277.0833 | 44.5833 | 64.5415 | Recommended | Increase shading/ventilation or reduce solar-facing openings to cut heat gain | SYNTHETIC/ESTIMATED - computed via a simplified steady-state heat-balance approximation (single-node lumped model) for prototype purposes. This is NOT an ANSYS/CFD simulation result. Must be replaced or validated with proper thermal simulation, ANSYS modelling, or physical testing before final submission.
S141 | 0.98077 | 9.5154 | 27.9114 | 37.4268 | 0.875 | 138.5417 | 19.7017 | 3.7017 | 138.5417 | 22.76 | -3.0583 | Within safe range | 75.5333 | -1.0194 | 26.9455 | 0 | 0 | 0 | 100 | 87.7667 | Recommended | Design meets estimated comfort band without major changes | SYNTHETIC/ESTIMATED - computed via a simplified steady-state heat-balance approximation (single-node lumped model) for prototype purposes. This is NOT an ANSYS/CFD simulation result. Must be replaced or validated with proper thermal simulation, ANSYS modelling, or physical testing before final submission.
S142 | 0.98077 | 9.5154 | 27.9114 | 37.4268 | 0.875 | 175 | 29.6758 | 4.6758 | 175 | 25.55 | 4.1258 | Within safe range | 66.9937 | 1.3753 | 44.1981 | 0 | 137.5732 | 137.5732 | 72.4854 | 69.7395 | Recommended | Increase shading/ventilation or reduce solar-facing openings to cut heat gain | SYNTHETIC/ESTIMATED - computed via a simplified steady-state heat-balance approximation (single-node lumped model) for prototype purposes. This is NOT an ANSYS/CFD simulation result. Must be replaced or validated with proper thermal simulation, ANSYS modelling, or physical testing before final submission.
S143 | 0.98077 | 9.5154 | 27.9114 | 37.4268 | 0.875 | 138.5417 | 31.7017 | 3.7017 | 138.5417 | 26.48 | 5.2217 | Within safe range | 58.2267 | 1.7406 | 63.9106 | 0 | 213.3953 | 213.3953 | 57.3209 | 57.7738 | Not Recommended | Increase shading/ventilation or reduce solar-facing openings to cut heat gain | SYNTHETIC/ESTIMATED - computed via a simplified steady-state heat-balance approximation (single-node lumped model) for prototype purposes. This is NOT an ANSYS/CFD simulation result. Must be replaced or validated with proper thermal simulation, ANSYS modelling, or physical testing before final submission.
S144 | 0.98077 | 9.5154 | 27.9114 | 37.4268 | 0.875 | 145.8333 | 31.8965 | 3.8965 | 145.8333 | 26.48 | 5.4165 | Within safe range | 56.6681 | 1.8055 | 67.3039 | 0 | 220.687 | 220.687 | 55.8626 | 56.2653 | Not Recommended | Increase shading/ventilation or reduce solar-facing openings to cut heat gain | SYNTHETIC/ESTIMATED - computed via a simplified steady-state heat-balance approximation (single-node lumped model) for prototype purposes. This is NOT an ANSYS/CFD simulation result. Must be replaced or validated with proper thermal simulation, ANSYS modelling, or physical testing before final submission.
S145 | 0.98077 | 9.5154 | 27.9114 | 37.4268 | 0.875 | 138.5417 | 23.7017 | 3.7017 | 138.5417 | 24 | -0.29833 | Within safe range | 97.6133 | -0.099444 | 5.2048 | 0 | 0 | 0 | 100 | 98.8067 | Recommended | Design meets estimated comfort band without major changes | SYNTHETIC/ESTIMATED - computed via a simplified steady-state heat-balance approximation (single-node lumped model) for prototype purposes. This is NOT an ANSYS/CFD simulation result. Must be replaced or validated with proper thermal simulation, ANSYS modelling, or physical testing before final submission.
S146 | 0.96296 | 19.0667 | 41.4845 | 60.5511 | 1.25 | 197.9167 | 19.2686 | 3.2686 | 197.9167 | 22.76 | -3.4914 | Within safe range | 72.0687 | -1.1638 | 33.4979 | 0 | 0 | 0 | 100 | 86.0343 | Recommended | Design meets estimated comfort band without major changes | SYNTHETIC/ESTIMATED - computed via a simplified steady-state heat-balance approximation (single-node lumped model) for prototype purposes. This is NOT an ANSYS/CFD simulation result. Must be replaced or validated with proper thermal simulation, ANSYS modelling, or physical testing before final submission.
S147 | 0.96296 | 19.0667 | 41.4845 | 60.5511 | 1.25 | 250 | 29.1287 | 4.1287 | 250 | 25.55 | 3.5787 | Within safe range | 71.3701 | 1.1929 | 34.9019 | 0 | 189.4489 | 189.4489 | 62.1102 | 66.7401 | Recommended | Increase shading/ventilation or reduce solar-facing openings to cut heat gain | SYNTHETIC/ESTIMATED - computed via a simplified steady-state heat-balance approximation (single-node lumped model) for prototype purposes. This is NOT an ANSYS/CFD simulation result. Must be replaced or validated with proper thermal simulation, ANSYS modelling, or physical testing before final submission.
S148 | 0.96296 | 19.0667 | 41.4845 | 60.5511 | 1.25 | 197.9167 | 31.2686 | 3.2686 | 197.9167 | 26.48 | 4.7886 | Within safe range | 61.6913 | 1.5962 | 56.1383 | 0 | 319.0189 | 319.0189 | 36.1962 | 48.9438 | Not Recommended | Increase shading/ventilation or reduce solar-facing openings to cut heat gain | SYNTHETIC/ESTIMATED - computed via a simplified steady-state heat-balance approximation (single-node lumped model) for prototype purposes. This is NOT an ANSYS/CFD simulation result. Must be replaced or validated with proper thermal simulation, ANSYS modelling, or physical testing before final submission.
S149 | 0.96296 | 19.0667 | 41.4845 | 60.5511 | 1.25 | 208.3333 | 31.4406 | 3.4406 | 208.3333 | 26.48 | 4.9606 | Within safe range | 60.3151 | 1.6535 | 59.251 | 0 | 329.4356 | 329.4356 | 34.1129 | 47.214 | Not Recommended | Increase shading/ventilation or reduce solar-facing openings to cut heat gain | SYNTHETIC/ESTIMATED - computed via a simplified steady-state heat-balance approximation (single-node lumped model) for prototype purposes. This is NOT an ANSYS/CFD simulation result. Must be replaced or validated with proper thermal simulation, ANSYS modelling, or physical testing before final submission.
S150 | 0.96296 | 19.0667 | 41.4845 | 60.5511 | 1.25 | 197.9167 | 23.2686 | 3.2686 | 197.9167 | 24 | -0.73141 | Within safe range | 94.1487 | -0.2438 | 6.2336 | 0 | 0 | 0 | 100 | 97.0743 | Recommended | Design meets estimated comfort band without major changes | SYNTHETIC/ESTIMATED - computed via a simplified steady-state heat-balance approximation (single-node lumped model) for prototype purposes. This is NOT an ANSYS/CFD simulation result. Must be replaced or validated with proper thermal simulation, ANSYS modelling, or physical testing before final submission.
S151 | 1.1731 | 11.3812 | 27.3475 | 38.7287 | 1.225 | 193.9583 | 21.0081 | 5.0081 | 193.9583 | 22.76 | -1.7519 | Within safe range | 85.985 | -0.58396 | 12.1463 | 0 | 0 | 0 | 100 | 92.9925 | Recommended | Design meets estimated comfort band without major changes | SYNTHETIC/ESTIMATED - computed via a simplified steady-state heat-balance approximation (single-node lumped model) for prototype purposes. This is NOT an ANSYS/CFD simulation result. Must be replaced or validated with proper thermal simulation, ANSYS modelling, or physical testing before final submission.
S152 | 1.1731 | 11.3812 | 27.3475 | 38.7287 | 1.225 | 245 | 31.3261 | 6.3261 | 245 | 25.55 | 5.7761 | Within safe range | 53.7916 | 1.9254 | 73.2812 | 0 | 206.2713 | 206.2713 | 58.7457 | 56.2687 | Not Recommended | Increase shading/ventilation or reduce solar-facing openings to cut heat gain | SYNTHETIC/ESTIMATED - computed via a simplified steady-state heat-balance approximation (single-node lumped model) for prototype purposes. This is NOT an ANSYS/CFD simulation result. Must be replaced or validated with proper thermal simulation, ANSYS modelling, or physical testing before final submission.
S153 | 1.1731 | 11.3812 | 27.3475 | 38.7287 | 1.225 | 193.9583 | 33.0081 | 5.0081 | 193.9583 | 26.48 | 6.5281 | Within safe range | 47.775 | 2.176 | 84.0368 | 0 | 271.4158 | 271.4158 | 45.7168 | 46.7459 | Not Recommended | Increase shading/ventilation or reduce solar-facing openings to cut heat gain | SYNTHETIC/ESTIMATED - computed via a simplified steady-state heat-balance approximation (single-node lumped model) for prototype purposes. This is NOT an ANSYS/CFD simulation result. Must be replaced or validated with proper thermal simulation, ANSYS modelling, or physical testing before final submission.
S154 | 1.1731 | 11.3812 | 27.3475 | 38.7287 | 1.225 | 204.1667 | 33.2717 | 5.2717 | 204.1667 | 26.48 | 6.7917 | Within safe range | 45.6663 | 2.2639 | 87.1119 | 0 | 281.6241 | 281.6241 | 43.6752 | 44.6707 | Not Recommended | Increase shading/ventilation or reduce solar-facing openings to cut heat gain | SYNTHETIC/ESTIMATED - computed via a simplified steady-state heat-balance approximation (single-node lumped model) for prototype purposes. This is NOT an ANSYS/CFD simulation result. Must be replaced or validated with proper thermal simulation, ANSYS modelling, or physical testing before final submission.
S155 | 1.1731 | 11.3812 | 27.3475 | 38.7287 | 1.225 | 193.9583 | 25.0081 | 5.0081 | 193.9583 | 24 | 1.0081 | Within safe range | 91.935 | 0.33604 | 7.3487 | 0 | 0 | 0 | 100 | 95.9675 | Recommended | Design meets estimated comfort band without major changes | SYNTHETIC/ESTIMATED - computed via a simplified steady-state heat-balance approximation (single-node lumped model) for prototype purposes. This is NOT an ANSYS/CFD simulation result. Must be replaced or validated with proper thermal simulation, ANSYS modelling, or physical testing before final submission.
S156 | 1.1481 | 22.7333 | 40.6789 | 63.4123 | 1.75 | 277.0833 | 20.3696 | 4.3696 | 277.0833 | 22.76 | -2.3904 | Within safe range | 80.8764 | -0.79682 | 18.3851 | 0 | 0 | 0 | 100 | 90.4382 | Recommended | Design meets estimated comfort band without major changes | SYNTHETIC/ESTIMATED - computed via a simplified steady-state heat-balance approximation (single-node lumped model) for prototype purposes. This is NOT an ANSYS/CFD simulation result. Must be replaced or validated with proper thermal simulation, ANSYS modelling, or physical testing before final submission.
S157 | 1.1481 | 22.7333 | 40.6789 | 63.4123 | 1.75 | 350 | 30.5194 | 5.5194 | 350 | 25.55 | 4.9694 | Within safe range | 60.2445 | 1.6565 | 59.4099 | 0 | 286.5877 | 286.5877 | 42.6825 | 51.4635 | Not Recommended | Increase shading/ventilation or reduce solar-facing openings to cut heat gain | SYNTHETIC/ESTIMATED - computed via a simplified steady-state heat-balance approximation (single-node lumped model) for prototype purposes. This is NOT an ANSYS/CFD simulation result. Must be replaced or validated with proper thermal simulation, ANSYS modelling, or physical testing before final submission.
S158 | 1.1481 | 22.7333 | 40.6789 | 63.4123 | 1.75 | 277.0833 | 32.3696 | 4.3696 | 277.0833 | 26.48 | 5.8896 | Within safe range | 52.8836 | 1.9632 | 75.0714 | 0 | 403.9079 | 403.9079 | 19.2184 | 36.051 | Not Recommended | Increase shading/ventilation or reduce solar-facing openings to cut heat gain | SYNTHETIC/ESTIMATED - computed via a simplified steady-state heat-balance approximation (single-node lumped model) for prototype purposes. This is NOT an ANSYS/CFD simulation result. Must be replaced or validated with proper thermal simulation, ANSYS modelling, or physical testing before final submission.
S159 | 1.1481 | 22.7333 | 40.6789 | 63.4123 | 1.75 | 291.6667 | 32.5995 | 4.5995 | 291.6667 | 26.48 | 6.1195 | Within safe range | 51.0438 | 2.0398 | 78.5295 | 0 | 418.4912 | 418.4912 | 16.3018 | 33.6728 | Not Recommended | Increase shading/ventilation or reduce solar-facing openings to cut heat gain | SYNTHETIC/ESTIMATED - computed via a simplified steady-state heat-balance approximation (single-node lumped model) for prototype purposes. This is NOT an ANSYS/CFD simulation result. Must be replaced or validated with proper thermal simulation, ANSYS modelling, or physical testing before final submission.
S160 | 1.1481 | 22.7333 | 40.6789 | 63.4123 | 1.75 | 277.0833 | 24.3696 | 4.3696 | 277.0833 | 24 | 0.36955 | Within safe range | 97.0436 | 0.12318 | 5.3143 | 0 | 0 | 0 | 100 | 98.5218 | Recommended | Design meets estimated comfort band without major changes | SYNTHETIC/ESTIMATED - computed via a simplified steady-state heat-balance approximation (single-node lumped model) for prototype purposes. This is NOT an ANSYS/CFD simulation result. Must be replaced or validated with proper thermal simulation, ANSYS modelling, or physical testing before final submission.
S161 | 0.87879 | 5.742 | 120.9524 | 126.6944 | 0.5 | 83.3333 | -7.3422 | 0.65775 | 83.3333 | 15.32 | -22.6622 | Outside safe range | 0 | -3 | 99.1159 | 3210.7206 | 0 | 3210.7206 | 0 | 0 | Not Recommended | Increase insulation thickness or reduce opening area to cut heat loss | SYNTHETIC/ESTIMATED - computed via a simplified steady-state heat-balance approximation (single-node lumped model) for prototype purposes. This is NOT an ANSYS/CFD simulation result. Must be replaced or validated with proper thermal simulation, ANSYS modelling, or physical testing before final submission.
S162 | 0.87879 | 5.742 | 120.9524 | 126.6944 | 0.5 | 150 | 17.184 | 1.184 | 150 | 22.76 | -5.576 | Within safe range | 55.3916 | -1.8587 | 70.0084 | 103.3888 | 0 | 103.3888 | 79.3222 | 67.3569 | Recommended | Increase insulation thickness or reduce opening area to cut heat loss | SYNTHETIC/ESTIMATED - computed via a simplified steady-state heat-balance approximation (single-node lumped model) for prototype purposes. This is NOT an ANSYS/CFD simulation result. Must be replaced or validated with proper thermal simulation, ANSYS modelling, or physical testing before final submission.
S163 | 0.87879 | 5.742 | 120.9524 | 126.6944 | 0.5 | 125 | 14.9866 | 0.98663 | 125 | 22.14 | -7.1534 | Within safe range | 42.773 | -2.3845 | 90.6902 | 381.7775 | 0 | 381.7775 | 23.6445 | 33.2088 | Not Recommended | Increase insulation thickness or reduce opening area to cut heat loss | SYNTHETIC/ESTIMATED - computed via a simplified steady-state heat-balance approximation (single-node lumped model) for prototype purposes. This is NOT an ANSYS/CFD simulation result. Must be replaced or validated with proper thermal simulation, ANSYS modelling, or physical testing before final submission.
S164 | 0.87879 | 5.742 | 120.9524 | 126.6944 | 0.5 | 93.75 | 25.74 | 0.73997 | 93.75 | 25.55 | 0.18997 | Within safe range | 98.4802 | 0.063323 | 5.083 | 0 | 0 | 0 | 100 | 99.2401 | Recommended | Design meets estimated comfort band without major changes | SYNTHETIC/ESTIMATED - computed via a simplified steady-state heat-balance approximation (single-node lumped model) for prototype purposes. This is NOT an ANSYS/CFD simulation result. Must be replaced or validated with proper thermal simulation, ANSYS modelling, or physical testing before final submission.
S165 | 0.87879 | 5.742 | 120.9524 | 126.6944 | 0.5 | 114.5833 | 33.9044 | 0.90441 | 114.5833 | 28.03 | 5.8744 | Within safe range | 53.0047 | 1.9581 | 74.8356 | 0 | 1001.444 | 1001.444 | 0 | 26.5024 | Not Recommended | Increase shading/ventilation or reduce solar-facing openings to cut heat gain | SYNTHETIC/ESTIMATED - computed via a simplified steady-state heat-balance approximation (single-node lumped model) for prototype purposes. This is NOT an ANSYS/CFD simulation result. Must be replaced or validated with proper thermal simulation, ANSYS modelling, or physical testing before final submission.
S166 | 0.87879 | 5.742 | 120.9524 | 126.6944 | 0.5 | 108.3333 | 30.8551 | 0.85508 | 108.3333 | 27.1 | 3.7551 | Within safe range | 69.9594 | 1.2517 | 37.8108 | 0 | 615.1109 | 615.1109 | 0 | 34.9797 | Not Recommended | Increase shading/ventilation or reduce solar-facing openings to cut heat gain | SYNTHETIC/ESTIMATED - computed via a simplified steady-state heat-balance approximation (single-node lumped model) for prototype purposes. This is NOT an ANSYS/CFD simulation result. Must be replaced or validated with proper thermal simulation, ANSYS modelling, or physical testing before final submission.
S167 | 0.81056 | 7.3826 | 148.5714 | 155.954 | 0.5 | 83.3333 | -7.4657 | 0.53435 | 83.3333 | 15.32 | -22.7857 | Outside safe range | 0 | -3 | 99.1159 | 3971.4707 | 0 | 3971.4707 | 0 | 0 | Not Recommended | Increase insulation thickness or reduce opening area to cut heat loss | SYNTHETIC/ESTIMATED - computed via a simplified steady-state heat-balance approximation (single-node lumped model) for prototype purposes. This is NOT an ANSYS/CFD simulation result. Must be replaced or validated with proper thermal simulation, ANSYS modelling, or physical testing before final submission.
S168 | 0.81056 | 7.3826 | 148.5714 | 155.954 | 0.5 | 150 | 16.9618 | 0.96182 | 150 | 22.76 | -5.7982 | Within safe range | 53.6146 | -1.9327 | 73.6342 | 161.908 | 0 | 161.908 | 67.6184 | 60.6165 | Recommended | Increase insulation thickness or reduce opening area to cut heat loss | SYNTHETIC/ESTIMATED - computed via a simplified steady-state heat-balance approximation (single-node lumped model) for prototype purposes. This is NOT an ANSYS/CFD simulation result. Must be replaced or validated with proper thermal simulation, ANSYS modelling, or physical testing before final submission.
S169 | 0.81056 | 7.3826 | 148.5714 | 155.954 | 0.5 | 125 | 14.8015 | 0.80152 | 125 | 22.14 | -7.3385 | Within safe range | 41.2921 | -2.4462 | 92.236 | 498.816 | 0 | 498.816 | 0.2368 | 20.7645 | Not Recommended | Increase insulation thickness or reduce opening area to cut heat loss | SYNTHETIC/ESTIMATED - computed via a simplified steady-state heat-balance approximation (single-node lumped model) for prototype purposes. This is NOT an ANSYS/CFD simulation result. Must be replaced or validated with proper thermal simulation, ANSYS modelling, or physical testing before final submission.
S170 | 0.81056 | 7.3826 | 148.5714 | 155.954 | 0.5 | 93.75 | 25.6011 | 0.60114 | 93.75 | 25.55 | 0.051139 | Within safe range | 99.5909 | 0.017046 | 5.006 | 0 | 0 | 0 | 100 | 99.7954 | Recommended | Design meets estimated comfort band without major changes | SYNTHETIC/ESTIMATED - computed via a simplified steady-state heat-balance approximation (single-node lumped model) for prototype purposes. This is NOT an ANSYS/CFD simulation result. Must be replaced or validated with proper thermal simulation, ANSYS modelling, or physical testing before final submission.
S171 | 0.81056 | 7.3826 | 148.5714 | 155.954 | 0.5 | 114.5833 | 33.7347 | 0.73473 | 114.5833 | 28.03 | 5.7047 | Within safe range | 54.3622 | 1.9016 | 72.1304 | 0 | 1206.2613 | 1206.2613 | 0 | 27.1811 | Not Recommended | Increase shading/ventilation or reduce solar-facing openings to cut heat gain | SYNTHETIC/ESTIMATED - computed via a simplified steady-state heat-balance approximation (single-node lumped model) for prototype purposes. This is NOT an ANSYS/CFD simulation result. Must be replaced or validated with proper thermal simulation, ANSYS modelling, or physical testing before final submission.
S172 | 0.81056 | 7.3826 | 148.5714 | 155.954 | 0.5 | 108.3333 | 30.6946 | 0.69465 | 108.3333 | 27.1 | 3.5946 | Within safe range | 71.2428 | 1.1982 | 35.1603 | 0 | 732.1493 | 732.1493 | 0 | 35.6214 | Not Recommended | Increase shading/ventilation or reduce solar-facing openings to cut heat gain | SYNTHETIC/ESTIMATED - computed via a simplified steady-state heat-balance approximation (single-node lumped model) for prototype purposes. This is NOT an ANSYS/CFD simulation result. Must be replaced or validated with proper thermal simulation, ANSYS modelling, or physical testing before final submission.
S173 | 0.87879 | 5.742 | 28.0835 | 33.8255 | 0.5 | 83.3333 | -5.5364 | 2.4636 | 83.3333 | 15.32 | -20.8564 | Outside safe range | 0 | -3 | 99.1159 | 796.1307 | 0 | 796.1307 | 0 | 0 | Not Recommended | Increase insulation thickness or reduce opening area to cut heat loss | SYNTHETIC/ESTIMATED - computed via a simplified steady-state heat-balance approximation (single-node lumped model) for prototype purposes. This is NOT an ANSYS/CFD simulation result. Must be replaced or validated with proper thermal simulation, ANSYS modelling, or physical testing before final submission.
S174 | 0.87879 | 5.742 | 28.0835 | 33.8255 | 0.5 | 150 | 20.4345 | 4.4345 | 150 | 22.76 | -2.3255 | Within safe range | 81.3962 | -0.77516 | 17.6614 | 0 | 0 | 0 | 100 | 90.6981 | Recommended | Design meets estimated comfort band without major changes | SYNTHETIC/ESTIMATED - computed via a simplified steady-state heat-balance approximation (single-node lumped model) for prototype purposes. This is NOT an ANSYS/CFD simulation result. Must be replaced or validated with proper thermal simulation, ANSYS modelling, or physical testing before final submission.
S175 | 0.87879 | 5.742 | 28.0835 | 33.8255 | 0.5 | 125 | 17.6954 | 3.6954 | 125 | 22.14 | -4.4446 | Within safe range | 64.4435 | -1.4815 | 49.8975 | 10.3022 | 0 | 10.3022 | 97.9396 | 81.1915 | Recommended | Increase insulation thickness or reduce opening area to cut heat loss | SYNTHETIC/ESTIMATED - computed via a simplified steady-state heat-balance approximation (single-node lumped model) for prototype purposes. This is NOT an ANSYS/CFD simulation result. Must be replaced or validated with proper thermal simulation, ANSYS modelling, or physical testing before final submission.
S176 | 0.87879 | 5.742 | 28.0835 | 33.8255 | 0.5 | 93.75 | 27.7716 | 2.7716 | 93.75 | 25.55 | 2.2216 | Within safe range | 82.2274 | 0.74052 | 16.5454 | 0 | 59.9245 | 59.9245 | 88.0151 | 85.1213 | Recommended | Increase shading/ventilation or reduce solar-facing openings to cut heat gain | SYNTHETIC/ESTIMATED - computed via a simplified steady-state heat-balance approximation (single-node lumped model) for prototype purposes. This is NOT an ANSYS/CFD simulation result. Must be replaced or validated with proper thermal simulation, ANSYS modelling, or physical testing before final submission.
S177 | 0.87879 | 5.742 | 28.0835 | 33.8255 | 0.5 | 114.5833 | 36.3875 | 3.3875 | 114.5833 | 28.03 | 8.3575 | Outside safe range | 33.1402 | 2.7858 | 97.6761 | 0 | 351.3621 | 351.3621 | 29.7276 | 31.4339 | Not Recommended | Increase shading/ventilation or reduce solar-facing openings to cut heat gain | SYNTHETIC/ESTIMATED - computed via a simplified steady-state heat-balance approximation (single-node lumped model) for prototype purposes. This is NOT an ANSYS/CFD simulation result. Must be replaced or validated with proper thermal simulation, ANSYS modelling, or physical testing before final submission.
S178 | 0.87879 | 5.742 | 28.0835 | 33.8255 | 0.5 | 108.3333 | 33.2027 | 3.2027 | 108.3333 | 27.1 | 6.1027 | Within safe range | 51.1783 | 2.0342 | 78.2848 | 0 | 243.6355 | 243.6355 | 51.2729 | 51.2256 | Not Recommended | Increase shading/ventilation or reduce solar-facing openings to cut heat gain | SYNTHETIC/ESTIMATED - computed via a simplified steady-state heat-balance approximation (single-node lumped model) for prototype purposes. This is NOT an ANSYS/CFD simulation result. Must be replaced or validated with proper thermal simulation, ANSYS modelling, or physical testing before final submission.
S179 | 0.81056 | 7.3826 | 34.4963 | 41.8789 | 0.5 | 83.3333 | -6.0101 | 1.9899 | 83.3333 | 15.32 | -21.3301 | Outside safe range | 0 | -3 | 99.1159 | 1005.5177 | 0 | 1005.5177 | 0 | 0 | Not Recommended | Increase insulation thickness or reduce opening area to cut heat loss | SYNTHETIC/ESTIMATED - computed via a simplified steady-state heat-balance approximation (single-node lumped model) for prototype purposes. This is NOT an ANSYS/CFD simulation result. Must be replaced or validated with proper thermal simulation, ANSYS modelling, or physical testing before final submission.
S180 | 0.81056 | 7.3826 | 34.4963 | 41.8789 | 0.5 | 150 | 19.5818 | 3.5818 | 150 | 22.76 | -3.1782 | Within safe range | 74.5741 | -1.0594 | 28.6871 | 0 | 0 | 0 | 100 | 87.287 | Recommended | Design meets estimated comfort band without major changes | SYNTHETIC/ESTIMATED - computed via a simplified steady-state heat-balance approximation (single-node lumped model) for prototype purposes. This is NOT an ANSYS/CFD simulation result. Must be replaced or validated with proper thermal simulation, ANSYS modelling, or physical testing before final submission.
S181 | 0.81056 | 7.3826 | 34.4963 | 41.8789 | 0.5 | 125 | 16.9848 | 2.9848 | 125 | 22.14 | -5.1552 | Within safe range | 58.7584 | -1.7184 | 62.7344 | 42.5155 | 0 | 42.5155 | 91.4969 | 75.1276 | Recommended | Increase insulation thickness or reduce opening area to cut heat loss | SYNTHETIC/ESTIMATED - computed via a simplified steady-state heat-balance approximation (single-node lumped model) for prototype purposes. This is NOT an ANSYS/CFD simulation result. Must be replaced or validated with proper thermal simulation, ANSYS modelling, or physical testing before final submission.
S182 | 0.81056 | 7.3826 | 34.4963 | 41.8789 | 0.5 | 93.75 | 27.2386 | 2.2386 | 93.75 | 25.55 | 1.6886 | Within safe range | 86.4912 | 0.56287 | 11.6349 | 0 | 51.8711 | 51.8711 | 89.6258 | 88.0585 | Recommended | Increase shading/ventilation or reduce solar-facing openings to cut heat gain | SYNTHETIC/ESTIMATED - computed via a simplified steady-state heat-balance approximation (single-node lumped model) for prototype purposes. This is NOT an ANSYS/CFD simulation result. Must be replaced or validated with proper thermal simulation, ANSYS modelling, or physical testing before final submission.
S183 | 0.81056 | 7.3826 | 34.4963 | 41.8789 | 0.5 | 114.5833 | 35.7361 | 2.7361 | 114.5833 | 28.03 | 7.7061 | Outside safe range | 38.3515 | 2.5687 | 94.7597 | 0 | 407.7355 | 407.7355 | 18.4529 | 28.4022 | Not Recommended | Increase shading/ventilation or reduce solar-facing openings to cut heat gain | SYNTHETIC/ESTIMATED - computed via a simplified steady-state heat-balance approximation (single-node lumped model) for prototype purposes. This is NOT an ANSYS/CFD simulation result. Must be replaced or validated with proper thermal simulation, ANSYS modelling, or physical testing before final submission.
S184 | 0.81056 | 7.3826 | 34.4963 | 41.8789 | 0.5 | 108.3333 | 32.5868 | 2.5868 | 108.3333 | 27.1 | 5.4868 | Within safe range | 56.1054 | 1.8289 | 68.5052 | 0 | 275.8489 | 275.8489 | 44.8302 | 50.4678 | Not Recommended | Increase shading/ventilation or reduce solar-facing openings to cut heat gain | SYNTHETIC/ESTIMATED - computed via a simplified steady-state heat-balance approximation (single-node lumped model) for prototype purposes. This is NOT an ANSYS/CFD simulation result. Must be replaced or validated with proper thermal simulation, ANSYS modelling, or physical testing before final submission.
S185 | 0.87879 | 5.742 | 147.6744 | 153.4164 | 0.5 | 83.3333 | -7.4568 | 0.54318 | 83.3333 | 15.32 | -22.7768 | Outside safe range | 0 | -3 | 99.1159 | 3905.4936 | 0 | 3905.4936 | 0 | 0 | Not Recommended | Increase insulation thickness or reduce opening area to cut heat loss | SYNTHETIC/ESTIMATED - computed via a simplified steady-state heat-balance approximation (single-node lumped model) for prototype purposes. This is NOT an ANSYS/CFD simulation result. Must be replaced or validated with proper thermal simulation, ANSYS modelling, or physical testing before final submission.
S186 | 0.87879 | 5.742 | 147.6744 | 153.4164 | 0.5 | 150 | 16.9777 | 0.97773 | 150 | 22.76 | -5.7823 | Within safe range | 53.7418 | -1.9274 | 73.3805 | 156.8328 | 0 | 156.8328 | 68.6334 | 61.1876 | Recommended | Increase insulation thickness or reduce opening area to cut heat loss | SYNTHETIC/ESTIMATED - computed via a simplified steady-state heat-balance approximation (single-node lumped model) for prototype purposes. This is NOT an ANSYS/CFD simulation result. Must be replaced or validated with proper thermal simulation, ANSYS modelling, or physical testing before final submission.
S187 | 0.87879 | 5.742 | 147.6744 | 153.4164 | 0.5 | 125 | 14.8148 | 0.81478 | 125 | 22.14 | -7.3252 | Within safe range | 41.3982 | -2.4417 | 92.1316 | 488.6657 | 0 | 488.6657 | 2.2669 | 21.8325 | Not Recommended | Increase insulation thickness or reduce opening area to cut heat loss | SYNTHETIC/ESTIMATED - computed via a simplified steady-state heat-balance approximation (single-node lumped model) for prototype purposes. This is NOT an ANSYS/CFD simulation result. Must be replaced or validated with proper thermal simulation, ANSYS modelling, or physical testing before final submission.
S188 | 0.87879 | 5.742 | 147.6744 | 153.4164 | 0.5 | 93.75 | 25.6111 | 0.61108 | 93.75 | 25.55 | 0.061082 | Within safe range | 99.5113 | 0.020361 | 5.0086 | 0 | 0 | 0 | 100 | 99.7557 | Recommended | Design meets estimated comfort band without major changes | SYNTHETIC/ESTIMATED - computed via a simplified steady-state heat-balance approximation (single-node lumped model) for prototype purposes. This is NOT an ANSYS/CFD simulation result. Must be replaced or validated with proper thermal simulation, ANSYS modelling, or physical testing before final submission.
S189 | 0.87879 | 5.742 | 147.6744 | 153.4164 | 0.5 | 114.5833 | 33.7469 | 0.74688 | 114.5833 | 28.03 | 5.7169 | Within safe range | 54.265 | 1.9056 | 72.3278 | 0 | 1188.4983 | 1188.4983 | 0 | 27.1325 | Not Recommended | Increase shading/ventilation or reduce solar-facing openings to cut heat gain | SYNTHETIC/ESTIMATED - computed via a simplified steady-state heat-balance approximation (single-node lumped model) for prototype purposes. This is NOT an ANSYS/CFD simulation result. Must be replaced or validated with proper thermal simulation, ANSYS modelling, or physical testing before final submission.
S190 | 0.87879 | 5.742 | 147.6744 | 153.4164 | 0.5 | 108.3333 | 30.7061 | 0.70614 | 108.3333 | 27.1 | 3.6061 | Within safe range | 71.1509 | 1.202 | 35.3475 | 0 | 721.999 | 721.999 | 0 | 35.5754 | Not Recommended | Increase shading/ventilation or reduce solar-facing openings to cut heat gain | SYNTHETIC/ESTIMATED - computed via a simplified steady-state heat-balance approximation (single-node lumped model) for prototype purposes. This is NOT an ANSYS/CFD simulation result. Must be replaced or validated with proper thermal simulation, ANSYS modelling, or physical testing before final submission.
S191 | 0.81056 | 7.3826 | 181.3953 | 188.7779 | 0.5 | 83.3333 | -7.5586 | 0.44144 | 83.3333 | 15.32 | -22.8786 | Outside safe range | 0 | -3 | 99.1159 | 4824.8926 | 0 | 4824.8926 | 0 | 0 | Not Recommended | Increase insulation thickness or reduce opening area to cut heat loss | SYNTHETIC/ESTIMATED - computed via a simplified steady-state heat-balance approximation (single-node lumped model) for prototype purposes. This is NOT an ANSYS/CFD simulation result. Must be replaced or validated with proper thermal simulation, ANSYS modelling, or physical testing before final submission.
S192 | 0.81056 | 7.3826 | 181.3953 | 188.7779 | 0.5 | 150 | 16.7946 | 0.79458 | 150 | 22.76 | -5.9654 | Within safe range | 52.2767 | -1.9885 | 76.2382 | 227.5558 | 0 | 227.5558 | 54.4888 | 53.3828 | Not Recommended | Increase insulation thickness or reduce opening area to cut heat loss | SYNTHETIC/ESTIMATED - computed via a simplified steady-state heat-balance approximation (single-node lumped model) for prototype purposes. This is NOT an ANSYS/CFD simulation result. Must be replaced or validated with proper thermal simulation, ANSYS modelling, or physical testing before final submission.
S193 | 0.81056 | 7.3826 | 181.3953 | 188.7779 | 0.5 | 125 | 14.6622 | 0.66215 | 125 | 22.14 | -7.4778 | Within safe range | 40.1772 | -2.4926 | 93.276 | 630.1117 | 0 | 630.1117 | 0 | 20.0886 | Not Recommended | Increase insulation thickness or reduce opening area to cut heat loss | SYNTHETIC/ESTIMATED - computed via a simplified steady-state heat-balance approximation (single-node lumped model) for prototype purposes. This is NOT an ANSYS/CFD simulation result. Must be replaced or validated with proper thermal simulation, ANSYS modelling, or physical testing before final submission.
S194 | 0.81056 | 7.3826 | 181.3953 | 188.7779 | 0.5 | 93.75 | 25.4966 | 0.49662 | 93.75 | 25.55 | -0.053385 | Within safe range | 99.5729 | -0.017795 | 5.0066 | 0 | 0 | 0 | 100 | 99.7865 | Recommended | Design meets estimated comfort band without major changes | SYNTHETIC/ESTIMATED - computed via a simplified steady-state heat-balance approximation (single-node lumped model) for prototype purposes. This is NOT an ANSYS/CFD simulation result. Must be replaced or validated with proper thermal simulation, ANSYS modelling, or physical testing before final submission.
S195 | 0.81056 | 7.3826 | 181.3953 | 188.7779 | 0.5 | 114.5833 | 33.607 | 0.60697 | 114.5833 | 28.03 | 5.577 | Within safe range | 55.3842 | 1.859 | 70.0238 | 0 | 1436.0288 | 1436.0288 | 0 | 27.6921 | Not Recommended | Increase shading/ventilation or reduce solar-facing openings to cut heat gain | SYNTHETIC/ESTIMATED - computed via a simplified steady-state heat-balance approximation (single-node lumped model) for prototype purposes. This is NOT an ANSYS/CFD simulation result. Must be replaced or validated with proper thermal simulation, ANSYS modelling, or physical testing before final submission.
S196 | 0.81056 | 7.3826 | 181.3953 | 188.7779 | 0.5 | 108.3333 | 30.5739 | 0.57387 | 108.3333 | 27.1 | 3.4739 | Within safe range | 72.2091 | 1.158 | 33.2189 | 0 | 863.445 | 863.445 | 0 | 36.1045 | Not Recommended | Increase shading/ventilation or reduce solar-facing openings to cut heat gain | SYNTHETIC/ESTIMATED - computed via a simplified steady-state heat-balance approximation (single-node lumped model) for prototype purposes. This is NOT an ANSYS/CFD simulation result. Must be replaced or validated with proper thermal simulation, ANSYS modelling, or physical testing before final submission.
S197 | 0.87879 | 5.742 | 29.3152 | 35.0572 | 0.5 | 83.3333 | -5.6229 | 2.3771 | 83.3333 | 15.32 | -20.9429 | Outside safe range | 0 | -3 | 99.1159 | 828.1541 | 0 | 828.1541 | 0 | 0 | Not Recommended | Increase insulation thickness or reduce opening area to cut heat loss | SYNTHETIC/ESTIMATED - computed via a simplified steady-state heat-balance approximation (single-node lumped model) for prototype purposes. This is NOT an ANSYS/CFD simulation result. Must be replaced or validated with proper thermal simulation, ANSYS modelling, or physical testing before final submission.
S198 | 0.87879 | 5.742 | 29.3152 | 35.0572 | 0.5 | 150 | 20.2787 | 4.2787 | 150 | 22.76 | -2.4813 | Within safe range | 80.1498 | -0.82709 | 19.4302 | 0 | 0 | 0 | 100 | 90.0749 | Recommended | Design meets estimated comfort band without major changes | SYNTHETIC/ESTIMATED - computed via a simplified steady-state heat-balance approximation (single-node lumped model) for prototype purposes. This is NOT an ANSYS/CFD simulation result. Must be replaced or validated with proper thermal simulation, ANSYS modelling, or physical testing before final submission.
S199 | 0.87879 | 5.742 | 29.3152 | 35.0572 | 0.5 | 125 | 17.5656 | 3.5656 | 125 | 22.14 | -4.5744 | Within safe range | 63.4048 | -1.5248 | 52.2488 | 15.2288 | 0 | 15.2288 | 96.9542 | 80.1795 | Recommended | Increase insulation thickness or reduce opening area to cut heat loss | SYNTHETIC/ESTIMATED - computed via a simplified steady-state heat-balance approximation (single-node lumped model) for prototype purposes. This is NOT an ANSYS/CFD simulation result. Must be replaced or validated with proper thermal simulation, ANSYS modelling, or physical testing before final submission.
S200 | 0.87879 | 5.742 | 29.3152 | 35.0572 | 0.5 | 93.75 | 27.6742 | 2.6742 | 93.75 | 25.55 | 2.1242 | Within safe range | 83.0064 | 0.70807 | 15.5464 | 0 | 58.6928 | 58.6928 | 88.2614 | 85.6339 | Recommended | Increase shading/ventilation or reduce solar-facing openings to cut heat gain | SYNTHETIC/ESTIMATED - computed via a simplified steady-state heat-balance approximation (single-node lumped model) for prototype purposes. This is NOT an ANSYS/CFD simulation result. Must be replaced or validated with proper thermal simulation, ANSYS modelling, or physical testing before final submission.
S201 | 0.87879 | 5.742 | 29.3152 | 35.0572 | 0.5 | 114.5833 | 36.2685 | 3.2685 | 114.5833 | 28.03 | 8.2385 | Outside safe range | 34.0923 | 2.7462 | 97.2717 | 0 | 359.9838 | 359.9838 | 28.0032 | 31.0478 | Not Recommended | Increase shading/ventilation or reduce solar-facing openings to cut heat gain | SYNTHETIC/ESTIMATED - computed via a simplified steady-state heat-balance approximation (single-node lumped model) for prototype purposes. This is NOT an ANSYS/CFD simulation result. Must be replaced or validated with proper thermal simulation, ANSYS modelling, or physical testing before final submission.
S202 | 0.87879 | 5.742 | 29.3152 | 35.0572 | 0.5 | 108.3333 | 33.0902 | 3.0902 | 108.3333 | 27.1 | 5.9902 | Within safe range | 52.0785 | 1.9967 | 76.6138 | 0 | 248.5622 | 248.5622 | 50.2876 | 51.183 | Not Recommended | Increase shading/ventilation or reduce solar-facing openings to cut heat gain | SYNTHETIC/ESTIMATED - computed via a simplified steady-state heat-balance approximation (single-node lumped model) for prototype purposes. This is NOT an ANSYS/CFD simulation result. Must be replaced or validated with proper thermal simulation, ANSYS modelling, or physical testing before final submission.
S203 | 0.81056 | 7.3826 | 36.0092 | 43.3918 | 0.5 | 83.3333 | -6.0795 | 1.9205 | 83.3333 | 15.32 | -21.3995 | Outside safe range | 0 | -3 | 99.1159 | 1044.8536 | 0 | 1044.8536 | 0 | 0 | Not Recommended | Increase insulation thickness or reduce opening area to cut heat loss | SYNTHETIC/ESTIMATED - computed via a simplified steady-state heat-balance approximation (single-node lumped model) for prototype purposes. This is NOT an ANSYS/CFD simulation result. Must be replaced or validated with proper thermal simulation, ANSYS modelling, or physical testing before final submission.
S204 | 0.81056 | 7.3826 | 36.0092 | 43.3918 | 0.5 | 150 | 19.4569 | 3.4569 | 150 | 22.76 | -3.3031 | Within safe range | 73.575 | -1.101 | 30.5616 | 0 | 0 | 0 | 100 | 86.7875 | Recommended | Design meets estimated comfort band without major changes | SYNTHETIC/ESTIMATED - computed via a simplified steady-state heat-balance approximation (single-node lumped model) for prototype purposes. This is NOT an ANSYS/CFD simulation result. Must be replaced or validated with proper thermal simulation, ANSYS modelling, or physical testing before final submission.
S205 | 0.81056 | 7.3826 | 36.0092 | 43.3918 | 0.5 | 125 | 16.8807 | 2.8807 | 125 | 22.14 | -5.2593 | Within safe range | 57.9258 | -1.7531 | 64.5722 | 48.5672 | 0 | 48.5672 | 90.2866 | 74.1062 | Recommended | Increase insulation thickness or reduce opening area to cut heat loss | SYNTHETIC/ESTIMATED - computed via a simplified steady-state heat-balance approximation (single-node lumped model) for prototype purposes. This is NOT an ANSYS/CFD simulation result. Must be replaced or validated with proper thermal simulation, ANSYS modelling, or physical testing before final submission.
S206 | 0.81056 | 7.3826 | 36.0092 | 43.3918 | 0.5 | 93.75 | 27.1605 | 2.1605 | 93.75 | 25.55 | 1.6105 | Within safe range | 87.1156 | 0.53685 | 11.0307 | 0 | 50.3582 | 50.3582 | 89.9284 | 88.522 | Recommended | Increase shading/ventilation or reduce solar-facing openings to cut heat gain | SYNTHETIC/ESTIMATED - computed via a simplified steady-state heat-balance approximation (single-node lumped model) for prototype purposes. This is NOT an ANSYS/CFD simulation result. Must be replaced or validated with proper thermal simulation, ANSYS modelling, or physical testing before final submission.
S207 | 0.81056 | 7.3826 | 36.0092 | 43.3918 | 0.5 | 114.5833 | 35.6407 | 2.6407 | 114.5833 | 28.03 | 7.6107 | Outside safe range | 39.1147 | 2.5369 | 94.1718 | 0 | 418.326 | 418.326 | 16.3348 | 27.7247 | Not Recommended | Increase shading/ventilation or reduce solar-facing openings to cut heat gain | SYNTHETIC/ESTIMATED - computed via a simplified steady-state heat-balance approximation (single-node lumped model) for prototype purposes. This is NOT an ANSYS/CFD simulation result. Must be replaced or validated with proper thermal simulation, ANSYS modelling, or physical testing before final submission.
S208 | 0.81056 | 7.3826 | 36.0092 | 43.3918 | 0.5 | 108.3333 | 32.4966 | 2.4966 | 108.3333 | 27.1 | 5.3966 | Within safe range | 56.827 | 1.7989 | 66.9621 | 0 | 281.9006 | 281.9006 | 43.6199 | 50.2234 | Not Recommended | Increase shading/ventilation or reduce solar-facing openings to cut heat gain | SYNTHETIC/ESTIMATED - computed via a simplified steady-state heat-balance approximation (single-node lumped model) for prototype purposes. This is NOT an ANSYS/CFD simulation result. Must be replaced or validated with proper thermal simulation, ANSYS modelling, or physical testing before final submission.
S209 | 0.91667 | 6.534 | 5.2657 | 11.7997 | 0.6 | 137.5 | 44.6528 | 11.6528 | 137.5 | 28.03 | 16.6228 | Outside safe range | 0 | 3 | 99.1159 | 0 | 220.0982 | 220.0982 | 55.9804 | 27.9902 | Not Recommended | Increase shading/ventilation or reduce solar-facing openings to cut heat gain | SYNTHETIC/ESTIMATED - computed via a simplified steady-state heat-balance approximation (single-node lumped model) for prototype purposes. This is NOT an ANSYS/CFD simulation result. Must be replaced or validated with proper thermal simulation, ANSYS modelling, or physical testing before final submission.
S210 | 0.91667 | 6.534 | 5.5295 | 12.0635 | 0.6 | 137.5 | 44.398 | 11.398 | 137.5 | 28.03 | 16.368 | Outside safe range | 0 | 3 | 99.1159 | 0 | 221.9444 | 221.9444 | 55.6111 | 27.8056 | Not Recommended | Increase shading/ventilation or reduce solar-facing openings to cut heat gain | SYNTHETIC/ESTIMATED - computed via a simplified steady-state heat-balance approximation (single-node lumped model) for prototype purposes. This is NOT an ANSYS/CFD simulation result. Must be replaced or validated with proper thermal simulation, ANSYS modelling, or physical testing before final submission.
S211 | 0.91667 | 6.534 | 6.2443 | 12.7783 | 0.6 | 137.5 | 43.7604 | 10.7604 | 137.5 | 28.03 | 15.7304 | Outside safe range | 0 | 3 | 99.1159 | 0 | 226.9484 | 226.9484 | 54.6103 | 27.3052 | Not Recommended | Increase shading/ventilation or reduce solar-facing openings to cut heat gain | SYNTHETIC/ESTIMATED - computed via a simplified steady-state heat-balance approximation (single-node lumped model) for prototype purposes. This is NOT an ANSYS/CFD simulation result. Must be replaced or validated with proper thermal simulation, ANSYS modelling, or physical testing before final submission.
S212 | 0.91667 | 6.534 | 6.6187 | 13.1527 | 0.6 | 137.5 | 43.4541 | 10.4541 | 137.5 | 28.03 | 15.4241 | Outside safe range | 0 | 3 | 99.1159 | 0 | 229.5689 | 229.5689 | 54.0862 | 27.0431 | Not Recommended | Increase shading/ventilation or reduce solar-facing openings to cut heat gain | SYNTHETIC/ESTIMATED - computed via a simplified steady-state heat-balance approximation (single-node lumped model) for prototype purposes. This is NOT an ANSYS/CFD simulation result. Must be replaced or validated with proper thermal simulation, ANSYS modelling, or physical testing before final submission.
S213 | 0.79586 | 7.1699 | 65.788 | 72.9579 | 0.5 | 83.3333 | -6.8578 | 1.1422 | 83.3333 | 15.32 | -22.1778 | Outside safe range | 0 | -3 | 99.1159 | 1813.5708 | 0 | 1813.5708 | 0 | 0 | Not Recommended | Increase insulation thickness or reduce opening area to cut heat loss | SYNTHETIC/ESTIMATED - computed via a simplified steady-state heat-balance approximation (single-node lumped model) for prototype purposes. This is NOT an ANSYS/CFD simulation result. Must be replaced or validated with proper thermal simulation, ANSYS modelling, or physical testing before final submission.
S214 | 0.79586 | 7.1699 | 22.369 | 29.5389 | 0.5 | 83.3333 | -5.1789 | 2.8211 | 83.3333 | 15.32 | -20.4989 | Outside safe range | 0 | -3 | 99.1159 | 684.6783 | 0 | 684.6783 | 0 | 0 | Not Recommended | Increase insulation thickness or reduce opening area to cut heat loss | SYNTHETIC/ESTIMATED - computed via a simplified steady-state heat-balance approximation (single-node lumped model) for prototype purposes. This is NOT an ANSYS/CFD simulation result. Must be replaced or validated with proper thermal simulation, ANSYS modelling, or physical testing before final submission.
S215 | 0.79586 | 7.1699 | 48.9552 | 56.1251 | 0.5 | 83.3333 | -6.5152 | 1.4848 | 83.3333 | 15.32 | -21.8352 | Outside safe range | 0 | -3 | 99.1159 | 1375.9195 | 0 | 1375.9195 | 0 | 0 | Not Recommended | Increase insulation thickness or reduce opening area to cut heat loss | SYNTHETIC/ESTIMATED - computed via a simplified steady-state heat-balance approximation (single-node lumped model) for prototype purposes. This is NOT an ANSYS/CFD simulation result. Must be replaced or validated with proper thermal simulation, ANSYS modelling, or physical testing before final submission.
S216 | 0.79586 | 7.1699 | 20.0276 | 27.1975 | 0.5 | 83.3333 | -4.936 | 3.064 | 83.3333 | 15.32 | -20.256 | Outside safe range | 0 | -3 | 99.1159 | 623.8006 | 0 | 623.8006 | 0 | 0 | Not Recommended | Increase insulation thickness or reduce opening area to cut heat loss | SYNTHETIC/ESTIMATED - computed via a simplified steady-state heat-balance approximation (single-node lumped model) for prototype purposes. This is NOT an ANSYS/CFD simulation result. Must be replaced or validated with proper thermal simulation, ANSYS modelling, or physical testing before final submission.
S217 | 0.98077 | 9.5154 | 90.1673 | 99.6827 | 0.875 | 145.8333 | -6.537 | 1.463 | 145.8333 | 15.32 | -21.857 | Outside safe range | 0 | -3 | 99.1159 | 2445.9171 | 0 | 2445.9171 | 0 | 0 | Not Recommended | Increase insulation thickness or reduce opening area to cut heat loss | SYNTHETIC/ESTIMATED - computed via a simplified steady-state heat-balance approximation (single-node lumped model) for prototype purposes. This is NOT an ANSYS/CFD simulation result. Must be replaced or validated with proper thermal simulation, ANSYS modelling, or physical testing before final submission.
S218 | 1.1731 | 11.3812 | 88.3457 | 99.7269 | 1.225 | 204.1667 | -5.9527 | 2.0473 | 204.1667 | 15.32 | -21.2727 | Outside safe range | 0 | -3 | 99.1159 | 2388.7332 | 0 | 2388.7332 | 0 | 0 | Not Recommended | Increase insulation thickness or reduce opening area to cut heat loss | SYNTHETIC/ESTIMATED - computed via a simplified steady-state heat-balance approximation (single-node lumped model) for prototype purposes. This is NOT an ANSYS/CFD simulation result. Must be replaced or validated with proper thermal simulation, ANSYS modelling, or physical testing before final submission.
S219 | 0.98077 | 9.5154 | 27.9114 | 37.4268 | 0.875 | 145.8333 | -4.1035 | 3.8965 | 145.8333 | 15.32 | -19.4235 | Outside safe range | 0 | -3 | 99.1159 | 827.2639 | 0 | 827.2639 | 0 | 0 | Not Recommended | Increase insulation thickness or reduce opening area to cut heat loss | SYNTHETIC/ESTIMATED - computed via a simplified steady-state heat-balance approximation (single-node lumped model) for prototype purposes. This is NOT an ANSYS/CFD simulation result. Must be replaced or validated with proper thermal simulation, ANSYS modelling, or physical testing before final submission.
S220 | 1.1731 | 11.3812 | 27.3475 | 38.7287 | 1.225 | 204.1667 | -2.7283 | 5.2717 | 204.1667 | 15.32 | -18.0483 | Outside safe range | 0 | -3 | 99.1159 | 802.78 | 0 | 802.78 | 0 | 0 | Not Recommended | Increase insulation thickness or reduce opening area to cut heat loss | SYNTHETIC/ESTIMATED - computed via a simplified steady-state heat-balance approximation (single-node lumped model) for prototype purposes. This is NOT an ANSYS/CFD simulation result. Must be replaced or validated with proper thermal simulation, ANSYS modelling, or physical testing before final submission.
S221 | 0.88462 | 9.2978 | 19.2905 | 28.5883 | 0.7 | 189.5833 | 44.6315 | 6.6315 | 189.5833 | 29.58 | 15.0515 | Outside safe range | 0 | 3 | 99.1159 | 0 | 532.6428 | 532.6428 | 0 | 0 | Not Recommended | Increase shading/ventilation or reduce solar-facing openings to cut heat gain | SYNTHETIC/ESTIMATED - computed via a simplified steady-state heat-balance approximation (single-node lumped model) for prototype purposes. This is NOT an ANSYS/CFD simulation result. Must be replaced or validated with proper thermal simulation, ANSYS modelling, or physical testing before final submission.
S222 | 0.88462 | 9.2978 | 11.1816 | 20.4793 | 0.7 | 189.5833 | 47.2573 | 9.2573 | 189.5833 | 29.58 | 17.6773 | Outside safe range | 0 | 3 | 99.1159 | 0 | 435.3352 | 435.3352 | 12.933 | 6.4665 | Not Recommended | Increase shading/ventilation or reduce solar-facing openings to cut heat gain | SYNTHETIC/ESTIMATED - computed via a simplified steady-state heat-balance approximation (single-node lumped model) for prototype purposes. This is NOT an ANSYS/CFD simulation result. Must be replaced or validated with proper thermal simulation, ANSYS modelling, or physical testing before final submission.
S223 | 0.88462 | 9.2978 | 13.6867 | 22.9845 | 0.7 | 189.5833 | 46.2483 | 8.2483 | 189.5833 | 29.58 | 16.6683 | Outside safe range | 0 | 3 | 99.1159 | 0 | 465.3973 | 465.3973 | 6.9205 | 3.4603 | Not Recommended | Increase shading/ventilation or reduce solar-facing openings to cut heat gain | SYNTHETIC/ESTIMATED - computed via a simplified steady-state heat-balance approximation (single-node lumped model) for prototype purposes. This is NOT an ANSYS/CFD simulation result. Must be replaced or validated with proper thermal simulation, ANSYS modelling, or physical testing before final submission.
S224 | 0.88462 | 9.2978 | 9.0369 | 18.3347 | 0.7 | 189.5833 | 48.3402 | 10.3402 | 189.5833 | 29.58 | 18.7602 | Outside safe range | 0 | 3 | 99.1159 | 0 | 409.5992 | 409.5992 | 18.0802 | 9.0401 | Not Recommended | Increase shading/ventilation or reduce solar-facing openings to cut heat gain | SYNTHETIC/ESTIMATED - computed via a simplified steady-state heat-balance approximation (single-node lumped model) for prototype purposes. This is NOT an ANSYS/CFD simulation result. Must be replaced or validated with proper thermal simulation, ANSYS modelling, or physical testing before final submission.
S225 | 0.87879 | 5.742 | 120.9524 | 126.6944 | 0.5 | 79.1667 | 28.6249 | 0.62486 | 79.1667 | 26.48 | 2.1449 | Within safe range | 82.8411 | 0.71495 | 15.7546 | 0 | 332.5554 | 332.5554 | 33.4889 | 58.165 | Not Recommended | Increase shading/ventilation or reduce solar-facing openings to cut heat gain | SYNTHETIC/ESTIMATED - computed via a simplified steady-state heat-balance approximation (single-node lumped model) for prototype purposes. This is NOT an ANSYS/CFD simulation result. Must be replaced or validated with proper thermal simulation, ANSYS modelling, or physical testing before final submission.
S226 | 0.81056 | 7.3826 | 148.5714 | 155.954 | 0.5 | 79.1667 | 28.5076 | 0.50763 | 79.1667 | 26.48 | 2.0276 | Within safe range | 83.779 | 0.67588 | 14.6004 | 0 | 391.0747 | 391.0747 | 21.7851 | 52.782 | Not Recommended | Increase shading/ventilation or reduce solar-facing openings to cut heat gain | SYNTHETIC/ESTIMATED - computed via a simplified steady-state heat-balance approximation (single-node lumped model) for prototype purposes. This is NOT an ANSYS/CFD simulation result. Must be replaced or validated with proper thermal simulation, ANSYS modelling, or physical testing before final submission.
S227 | 0.88462 | 15.18 | 10.7914 | 25.9714 | 0.9 | 243.75 | 47.3853 | 9.3853 | 243.75 | 29.58 | 17.8053 | Outside safe range | 0 | 3 | 99.1159 | 0 | 555.4064 | 555.4064 | 0 | 0 | Not Recommended | Increase shading/ventilation or reduce solar-facing openings to cut heat gain | SYNTHETIC/ESTIMATED - computed via a simplified steady-state heat-balance approximation (single-node lumped model) for prototype purposes. This is NOT an ANSYS/CFD simulation result. Must be replaced or validated with proper thermal simulation, ANSYS modelling, or physical testing before final submission.
S228 | 0.80075 | 16.6476 | 31.5068 | 48.1544 | 0.8 | 133.3333 | -5.2311 | 2.7689 | 133.3333 | 15.32 | -20.5511 | Outside safe range | 0 | -3 | 99.1159 | 1118.6818 | 0 | 1118.6818 | 0 | 0 | Not Recommended | Increase insulation thickness or reduce opening area to cut heat loss | SYNTHETIC/ESTIMATED - computed via a simplified steady-state heat-balance approximation (single-node lumped model) for prototype purposes. This is NOT an ANSYS/CFD simulation result. Must be replaced or validated with proper thermal simulation, ANSYS modelling, or physical testing before final submission.

## Data_Dictionary
Column_Name | Sheet | Meaning | Unit | Data_Type | Possible_Range | Source_Type | Real_or_Synthetic | Why_it_Matters_for_PS51
Location | Weather_Data | Name of the representative Indian climate location | - | Text | 6 fixed locations | Team-selected | Synthetic (location set is real, data attached to it is not) | Anchors the climate-zone-adaptable requirement in the PS
Latitude/Longitude | Weather_Data | Geographic coordinates of the location | degrees | Numeric | 6.8-34.2 (India) | Real (public geographic fact) | Real | Needed to query real NASA POWER/IMD data later
Elevation_m | Weather_Data | Approximate elevation above sea level | m | Numeric | 6-3500 | Real (public geographic fact) | Real | Drives atmospheric pressure and explains Leh's thin-air, high-solar profile
Region_Climate_Type | Weather_Data | Broad climate classification of the location | - | Text | 6 categories | Team-assigned label | Synthetic label | Used to match shelter designs to climate archetypes
Month / Month_Number / Season | Weather_Data | Calendar month and season grouping | - | Text/Int | Jan-Dec / 1-12 | Calendar fact | Real | Drives seasonal variation in the model
Date_Representative | Weather_Data | Nominal mid-month date used only for row labelling | date | Date | 2024-01-15 etc. | Team-assigned, NOT observed | Synthetic | Not to be read as an actual observation date
Location_Month_Key | Weather_Data | Lookup key = Location & Month, used by formulas in other sheets | - | Formula (text) | - | Derived | Synthetic (derived) | Enables the workbook's live cross-sheet lookups
Outdoor_Temperature_C | Weather_Data | Representative monthly mean outdoor air temperature | deg C | Numeric | -15 to 38 | Illustrative, based on general published climate character | SYNTHETIC - validate against IMD normals | Primary driver of heat loss/gain in the model
Relative_Humidity_pct | Weather_Data | Representative monthly mean relative humidity | % | Numeric | 20-88 | Illustrative | SYNTHETIC - validate against IMD/NASA POWER | Affects comfort perception and material moisture risk
Wind_Speed_ms / Wind_Direction | Weather_Data | Representative monthly mean wind speed and dominant direction | m/s / compass | Numeric/Text | 1-5 / 8 compass points | Illustrative | SYNTHETIC - validate against IMD | Affects convective heat loss and ventilation design
Solar_kWh_m2_day | Weather_Data | Representative average daily solar resource | kWh/m2/day | Numeric | 2.3-7.2 | Illustrative, consistent with known India solar-resource geography | SYNTHETIC - validate against NASA POWER | Core driver of passive solar heat gain, the PS's central mechanism
Solar_Radiation_Wm2 | Weather_Data | Solar_kWh_m2_day converted to a daily-average W/m2 figure | W/m2 | Formula | 95-300 | Derived from Solar_kWh_m2_day | Synthetic (derived, formula-consistent) | Matches the unit named in the PS's own output requirement
Rainfall_mm | Weather_Data | Representative monthly rainfall | mm | Numeric | 2-350 | Illustrative, reflects known monsoon geography | SYNTHETIC - validate against IMD | Context for moisture-resistance material choice
Atmospheric_Pressure_hPa | Weather_Data | Estimated via the standard barometric formula from elevation, plus a small seasonal adjustment | hPa | Formula | 640-1010 | Standard barometric formula (real physics) | Synthetic (formula-derived, physically grounded) | Minor input; included for completeness of the environmental input set
Material_ID / Material_Name / Material_Category | Material_Properties | Identifier and classification of each candidate construction material | - | Text | M01-M20 | Team-curated list | Reference (material set is real; some property values are typical/illustrative) | Defines the material search space the design tool draws from
Thermal_Conductivity_k_WmK | Material_Properties | How readily the material conducts heat (lower = better insulator) | W/(m.K) | Numeric | 0.022-205 | Standard engineering-literature-level typical value | SYNTHETIC/REFERENCE - validate against datasheet | Directly determines the material's R-value and the shelter's U-value
Density_kgm3 / Specific_Heat_JkgK | Material_Properties | Mass per volume and heat capacity per unit mass | kg/m3, J/(kg.K) | Numeric | 15-7850 / 480-2000 | Standard engineering-literature-level typical value | SYNTHETIC/REFERENCE - validate against datasheet | Together define thermal mass, which smooths day-night temperature swings
Emissivity | Material_Properties | How effectively the surface radiates/absorbs long-wave heat | 0-1 | Numeric | 0.05-0.93 | Standard engineering-literature-level typical value | SYNTHETIC/REFERENCE | Affects night-time radiative heat loss, important for Ladakh's clear-sky nights
Thickness_Min/Max/Mid_mm | Material_Properties | Typical usable thickness range for the material, and its midpoint | mm | Numeric/Formula | 0.3-450 | Team-assigned typical range | Synthetic (range); Mid is a formula | Sets the basis for computing R-value per row
Thermal_Resistance_R_m2KW | Material_Properties | Insulating value at the assumed mid-thickness (thickness / k) | m2.K/W | Formula | 0.00006-3.3 | Derived | Synthetic (derived, formula-consistent) | Core insulation metric used throughout the downstream heat-balance calculation
Moisture_Resistance / Durability / Approximate_Relative_Cost | Material_Properties | Qualitative ratings for practical selection | - | Text (Low/Medium/High) | - | Team judgement based on known material behaviour | Synthetic qualitative rating | Helps the recommendation logic and human decision-making, not just raw physics
Weight_Category | Material_Properties | Light/Medium/Heavy, derived automatically from density | - | Formula | - | Derived | Synthetic (derived) | Flags materials impractical for remote/high-altitude transport
Suitability_Cold/HotDry/HotHumid/Temporary | Material_Properties | Team's qualitative fit rating of the material for each climate/use case | - | Text (Yes/Partial/No) | - | Team judgement | Synthetic qualitative rating | Used to justify material choices per climate archetype
Advantages / Limitations | Material_Properties | Short free-text notes on the material's practical pros/cons | - | Text | - | Team-authored, general engineering knowledge | Synthetic text | Supports the PPT's material-justification narrative
Design_ID / Climate_Archetype | Shelter_Design | Identifier and climate category of a shelter design configuration | - | Text | D01-D40 / 5 archetypes | Team-designed | Synthetic (prototype design choice) | Represents the design search space the tool evaluates
Shelter_Length/Width/Height_m | Shelter_Design | Exterior dimensions of the shelter | m | Numeric | 2.2-5.0 | Team-assigned, plausible field-shelter scale | Synthetic | Basic geometry driving area/volume for the heat balance
Floor_Area_m2 / Volume_m3 | Shelter_Design | Floor area and enclosed volume | m2 / m3 | Formula | 9-24 / 20-45 | Derived | Synthetic (derived) | Volume drives ventilation heat loss; area drives conduction
Orientation | Shelter_Design | Shelter's facing direction relative to the sun/wind | - | Text | - | Team judgement, consistent with passive-solar principles | Synthetic | Encodes the passive-design strategy behind each archetype
Wall/Roof/Floor/Insulation_Material_ID | Shelter_Design | Which Material_Properties row is used for each shelter surface | - | Text (Material_ID) | M01-M20 or None | Team-assigned | Synthetic (design choice) | Links the geometry sheet to the material properties sheet
Wall/Roof/Insulation_Thickness_mm | Shelter_Design | Assumed built thickness of each layer | mm | Numeric | 1-450 | Team-assigned, within the material's typical range | Synthetic | Feeds directly into the U-value calculation
Window_Opening_Area_m2 | Shelter_Design | Total glazed/open area for daylight, ventilation and/or solar gain | m2 | Numeric | 1.0-3.5 | Team-assigned | Synthetic | Main driver of both solar heat gain and ventilation loss
Gross/Net_Wall_Area_m2 / Opening_to_Wall_Ratio | Shelter_Design | Wall area before/after subtracting openings, and the opening fraction | m2 / ratio | Formula | - | Derived | Synthetic (derived) | Used throughout the heat-balance calculation
Ventilation_Type / Number_of_Openings / Shading_Type / Roof_Type / Roof_Reflectivity_Albedo | Shelter_Design | Qualitative and numeric ventilation/shading/roof design choices | - | Text/Numeric | Albedo 0.2-0.65 | Team judgement, consistent with passive-design literature | Synthetic | Represent the passive design levers a real team would tune
Number_of_Occupants / Activity_Level / Clothing_Level_clo | Shelter_Design | Assumed occupancy and comfort-relevant human factors | - | Numeric/Text | 1-6 people, 0.5-1.75 clo | Team-assigned, clo values consistent with standard comfort literature | Synthetic | Needed for any future full PMV/comfort calculation
Shelter_Usage_Duration_hrs | Shelter_Design | Assumed deployment length (short-term emergency vs long-term) | hours | Numeric | 72-2160 | Team-assigned | Synthetic | Distinguishes emergency shelters from long-term passive housing
Scenario_ID / Match_Type | Combined_Scenarios | Identifier and whether the design/climate pairing is realistic or a deliberate stress test | - | Text | S001-S228 | Team-constructed | Synthetic | Mismatched rows are negative examples, useful for later ML training
Location_Month_Key (Combined) / all looked-up weather+design columns | Combined_Scenarios | Weather and design values pulled live from Weather_Data/Shelter_Design via formulas | - | Formula | - | Derived via INDEX/MATCH | Synthetic (derived, always consistent with the source sheets) | Keeps the whole workbook internally consistent if any input is edited
Wall_R / Insulation_R / Air_Film_R / Total_R_m2KW | Combined_Scenarios | Layer-by-layer and total thermal resistance of the envelope | m2.K/W | Formula | - | Derived (air film = standard engineering constant 0.17) | Synthetic (derived) | Core of the simplified heat-balance model
U_value_Wm2K | Combined_Scenarios | Overall envelope heat-transfer coefficient (1/Total_R) | W/(m2.K) | Formula | - | Derived | Synthetic (derived) | Standard building-physics metric judges will recognise
Scenario_ID (Output) / all lookup columns | Output_Benefits | Mirrors Combined_Scenarios row-for-row so formulas can reference the same row directly | - | Formula | - | Derived | Synthetic (derived) | Keeps outputs traceable back to one exact scenario
Estimated_ACH / Ventilation_Loss_Coefficient_WK | Output_Benefits | Approximate air-changes-per-hour and resulting ventilation heat loss rate | 1/hr, W/K | Formula | - | Simplified heuristic (ACH scaled from opening ratio) | SYNTHETIC/ESTIMATED - simplified, not CFD-validated | Ventilation is a major, often-ignored loss path in lightweight shelters
Conductive/Total_Loss_Coefficient_WK | Output_Benefits | Heat loss rate through the envelope, and combined with ventilation | W/K | Formula | - | Derived from U-value and area | SYNTHETIC/ESTIMATED | Denominator of the steady-state indoor-temperature estimate
Effective_Solar_Aperture_m2 / Estimated_Heat_Gain_W | Output_Benefits | Simplified effective area capturing solar heat (direct gain through openings only), and resulting gain | m2 / W | Formula | - | Simplified heuristic (0.5 transmittance factor through openings; opaque-wall solar absorption/re-radiation is NOT modelled - a real limitation for Trombe-wall-style designs) | SYNTHETIC/ESTIMATED - simplification, document before final submission | Represents the passive solar gain mechanism the PS is centred on; team should replace with a proper Trombe-wall heat-transfer model before final submission
Estimated_Indoor_Temperature_C | Output_Benefits | Steady-state equilibrium indoor temperature (heat gain = heat loss) | deg C | Formula | - | Simplified single-node (lumped capacitance) heat balance | SYNTHETIC/ESTIMATED - NOT an ANSYS/CFD result | This is the PS's core requested output
Indoor_Outdoor_Temp_Difference_C / Estimated_Heat_Loss_W | Output_Benefits | Resulting temperature gap and heat loss at equilibrium | deg C / W | Formula | - | Derived | SYNTHETIC/ESTIMATED | Directly answers the PS's 'heat flow details' requirement
Adaptive_Comfort_Neutral_Temp_C | Output_Benefits | Neutral comfort temperature per the ASHRAE-55 adaptive comfort formula (0.31*Tout+17.8) | deg C | Formula | - | Real, published formula (de Dear/Brager, ASHRAE RP-884) | Synthetic application of a real formula to synthetic inputs | Chosen over PMV because research shows adaptive models fit naturally-ventilated shelters better
Adaptive_Comfort_Deviation_C / Comfort_Band_Status / Comfort_Score_0to100 | Output_Benefits | How far predicted indoor temp sits from neutral comfort, and a 0-100 score | deg C / text / score | Formula | - | Derived, safe band (12-35C) drawn from shelter-thermal-safety literature | SYNTHETIC/ESTIMATED | Primary, more defensible comfort metric for this shelter type
PMV_Approximate_LowConfidence / PPD_Approximate_pct_LowConfidence | Output_Benefits | Rough PMV proxy and its ISO 7730 PPD conversion | - / % | Formula | -3 to 3 / 5-100% | Simplified approximation, PPD formula is the real ISO 7730 equation | SYNTHETIC/ESTIMATED - low confidence, PMV known to underperform here | Included only because the PS mentions comfort; flagged as secondary, not primary
Estimated_Heating/Cooling_Requirement_W / Energy_Requirement_W | Output_Benefits | Supplemental power needed to bring indoor temp into an 18-26C comfort band | W | Formula | - | Derived | SYNTHETIC/ESTIMATED - instantaneous power, not integrated energy (see note) | Directly measures how well a passive design reduces active heating/cooling need
Thermal_Performance_Score / Overall_Suitability_Score_0to100 | Output_Benefits | Composite scores combining comfort and supplemental-power performance | score 0-100 | Formula | - | Team-defined scoring function | SYNTHETIC/ESTIMATED | Basis for the Recommended/Not Recommended output the PS asks for
Recommended_Status / Primary_Recommendation_Reason | Output_Benefits | Final recommendation and the leading reason behind it | - | Formula (text) | - | Rule-based on the scores above | SYNTHETIC/ESTIMATED | Directly answers the PS's requested design-recommendation output
Data_Source_Label | All sheets | Explicit statement of how each row's data was produced | - | Text | - | Team-authored disclosure | N/A (this column IS the disclosure) | Required by the user's own rule to never present synthetic data as real